## 갑지
견 적 서
수신인: | (주)에스앤아이코퍼레이션 |  |  |  | 주 식 회 사 대 양 이 엔 씨 대 표 박 찬 현
공사명: | 사택 조명 교체 |  |  |  | 대전광역시 대덕구 아리랑로 125번길 11
견적일: | 2025년 01월 일 |  |  |  | 전화 : 042-628-8301 /FAX : 042-628-8304
금액: | 일백오십구만일천 |  | 원정
NO | 품명 | 규격 | 수량 | 단위 | 금액 | 비고
직접비
| 재료비 |  |  |  | 897230
| 노무비 |  |  |  | 544820.4
| 기계/기타경비 |  |  |  | 0
| 소계 |  |  |  | 1442050.4
간접비
| 국민연금 | 노무비*4.5% | 1 | 식 | 24516.918 | 모든공사에 적용
| 건강보험료 | 노무비*3.545% | 1 | 식 | 19313.8832 | 모든공사에 적용
| 장기요양보험료 | 건강보험료*12.95% | 1 | 식 | 2501.1479 | 모든공사에 적용
| 고용보험료 | 노무비*1.01% | 1 | 식 | 5502.686 | 모든공사에 적용
| 산재보험료 | 노무비*3.56% | 1 | 식 | 19395.6062 | 모든공사에 적용
| 산업안전보건관리비 | (재료비+노무비)*3.11% | 1 | 식 | 44847.7674 | 모든공사에 적용
| 일반관리비/이윤 | (노무비+간접공사비)*5% | 1 | 식 | 33044.9204
| 소계 |  |  |  | 149122.9292
1591173.3292
| 합계(단수조정) |  |  |  | 1591000
VAT별도

## 내역서(표준단가)
[7 empty] | ▼낙찰율 |  | ▼낙찰율 |  | ▼낙찰율 |  | ▼낙찰율 |  | ▼할증율
공사명: |  | 사택 조명 교체 |  |  |  |  | 83% |  | 40% |  | 60% |  | 60% |  | 100% | 기본
표준 Code |  | 주요내역 |  | 단위 | 수량 | 재료비 |  | 노무비 |  | 기계경비 |  | 기타경비(부자재비) |  | 합계 | 비고
| 일대위가명 | 품목 | 규격 |  |  | 단가 | 금액 | 단가 | 금액 | 단가 | 금액 | 단가 | 금액 |  | 할증율(%) | 기준
E999999 | 절연난연PVC시스케이블(F-CV, TFR-CV) | F-CV케이블 | 6/10KV 1C 50㎟ | m |  | 7931 | 0 | [6 empty] | 0
E10410003001001004 | 제 4호표 전력케이블 구내 설치(P.V.C 및 고무절연외장)600V 50㎟이하 X 1C | 제 4호표 전력케이블 구내 설치(P.V.C 및 고무절연외장) | 600V 50㎟이하 X 1C | m |  |  |  | 12484.319 | 0 |  |  |  |  | 0
E999999 | 절연난연PVC시스케이블(F-CV, TFR-CV) | F-CV케이블 | 0.6/1KV 1C 70㎟ | m |  | 11233 | 0 | [6 empty] | 0
E10410003001001006 | 제 6호표 전력케이블 구내 설치(P.V.C 및 고무절연외장)600V 70㎟이하 X 1C | 제 6호표 전력케이블 구내 설치(P.V.C 및 고무절연외장) | 600V 70㎟이하 X 1C | m |  |  |  | 16548.981 | 0 |  |  |  |  | 0
E999999 | 절연난연PVC시스케이블(F-CV, TFR-CV) | F-CV케이블 | 0.6/1KV 1C 95㎟ | m |  | 15486 | 0 | [6 empty] | 0
E10410003001001008 | 제 8호표 전력케이블 구내 설치(P.V.C 및 고무절연외장)600V 100㎟이하 X 1C | 제 8호표 전력케이블 구내 설치(P.V.C 및 고무절연외장) | 600V 100㎟이하 X 1C | m |  |  |  | 20613.643 | 0 |  |  |  |  | 0
E999999 | 절연난연PVC시스케이블(F-CV, TFR-CV) | F-CV케이블 | 6/10KV 1C 120㎟ | m |  | 19348 | 0 | [6 empty] | 0
E10410003001001009 | 제 9호표 전력케이블 구내 설치(P.V.C 및 고무절연외장)600V 125㎟이하 X 1C | 제 9호표 전력케이블 구내 설치(P.V.C 및 고무절연외장) | 600V 125㎟이하 X 1C | m |  |  |  | 24387.972 | 0 |  |  |  |  | 0
E999999 | 절연난연PVC시스케이블(F-CV, TFR-CV) | F-CV케이블 | 6/10KV 1C 150㎟ | m |  | 23518 | 0 | [6 empty] | 0
E10410003001001010 | 제 10호표 전력케이블 구내 설치(P.V.C 및 고무절연외장)600V 150㎟이하 X 1C | 제 10호표 전력케이블 구내 설치(P.V.C 및 고무절연외장) | 600V 150㎟이하 X 1C | m |  |  |  | 28162.301 | 0 |  |  |  |  | 0
E999999 | 절연난연PVC시스케이블(F-CV, TFR-CV) | F-CV케이블 | 6/10KV 1C 185㎟ | m |  | 29026 | 0 | [6 empty] | 0
E10410003001001011 | 제 11호표 전력케이블 구내 설치(P.V.C 및 고무절연외장)600V 185㎟이하 X 1C | 제 11호표 전력케이블 구내 설치(P.V.C 및 고무절연외장) | 600V 185㎟이하 X 1C | m |  |  |  | 31355.964 | 0 |  |  |  |  | 0
E999999 | 절연난연PVC시스케이블(F-CV, TFR-CV) | F-CV케이블 | 0.6/1KV 1C 240㎟ | m |  | 37986 | 0 | [6 empty] | 0
E10410003001001013 | 제 13호표 전력케이블 구내 설치(P.V.C 및 고무절연외장)600V 240㎟이하 X 1C | 제 13호표 전력케이블 구내 설치(P.V.C 및 고무절연외장) | 600V 240㎟이하 X 1C | m |  |  |  | 39485.288 | 0 |  |  |  |  | 0
E999999 | 절연난연PVC시스케이블(F-CV, TFR-CV) | F-CV케이블 | 0.6/1KV 1C 300㎟ | m |  |  | 0 | [6 empty] | 0
E10410003001001015 | 제 15호표 전력케이블 구내 설치(P.V.C 및 고무절연외장)600V 300㎟이하 X 1C | 제 15호표 전력케이블 구내 설치(P.V.C 및 고무절연외장) | 600V 300㎟이하 X 1C | m |  |  |  | 46162.947 | 0 |  |  |  |  | 0
E999999 | 절연난연PVC시스케이블(F-CV, TFR-CV) | F-CV케이블 | 0.6/1KV 3C 4㎟ | m |  | 2544 | 0 | [6 empty] | 0
E10410005001011002 | 제 2호표 제어용 케이블 설치(3C)4㎟ 이하 | 제 2호표 제어용 케이블 설치(3C) | 4㎟ 이하 | m |  |  |  | 6387.326 | 0 |  |  |  |  | 0
E999999 | 절연난연PVC시스케이블(F-CV, TFR-CV) | F-CV케이블 | 0.6/1KV 3C 6㎟ | m |  | 3397 | 0 | [6 empty] | 0
E10410005001011003 | 제 3호표 제어용 케이블 설치(3C)6㎟ 이하 | 제 3호표 제어용 케이블 설치(3C) | 6㎟ 이하 | m |  |  |  | 7548.658 | 0 |  |  |  |  | 0
E999999 | 절연난연PVC시스케이블(F-CV, TFR-CV) | F-CV케이블 | 0.6/1KV 3C 10㎟ | m |  | 5506 | 0 | [6 empty] | 0
E10410005001011005 | 제 5호표 제어용 케이블 설치(3C)10㎟ 이하 | 제 5호표 제어용 케이블 설치(3C) | 10㎟ 이하 | m |  |  |  | 10451.988 | 0 |  |  |  |  | 0
E999999 | 절연난연PVC시스케이블(F-CV, TFR-CV) | F-CV케이블 | 0.6/1KV 3C 16㎟ | m |  | 8312 | 0 | [6 empty] | 0
E10410003001001001 | 제 1호표 전력케이블 구내 설치(P.V.C 및 고무절연외장)600V 16㎟이하 X 1C | 제 1호표 전력케이블 구내 설치(P.V.C 및 고무절연외장) | 600V 16㎟이하 X 1C | m |  |  |  | 6677.659 | 0 |  |  |  |  | 0 | 200% | 3P할증200%
E999999 | 절연난연PVC시스케이블(F-CV, TFR-CV) | F-CV케이블 | 0.6/1KV 3C 25㎟ | m |  | 12903 | 0 | [6 empty] | 0
E10410003001001002 | 제 2호표 전력케이블 구내 설치(P.V.C 및 고무절연외장)600V 25㎟이하 X 1C | 제 2호표 전력케이블 구내 설치(P.V.C 및 고무절연외장) | 600V 25㎟이하 X 1C | m |  |  |  | 8709.99 | 0 |  |  |  |  | 0 | 200% | 3P할증200%
E999999 | 절연난연PVC시스케이블(F-CV, TFR-CV) | F-CV케이블 | 0.6/1KV 3C 35㎟ | m |  | 17802 | 0 | [6 empty] | 0
E10410003001001003 | 제 3호표 전력케이블 구내 설치(P.V.C 및 고무절연외장)600V 38㎟이하 X 1C | 제 3호표 전력케이블 구내 설치(P.V.C 및 고무절연외장) | 600V 38㎟이하 X 1C | m |  |  |  | 10451.988 | 0 |  |  |  |  | 0 | 200% | 3P할증200%
E999999 | 절연난연PVC시스케이블(F-CV, TFR-CV) | F-CV케이블 | 0.6/1KV 4C 2.5㎟ | m |  | 2284 | 0 | [6 empty] | 0
E10410005001012001 | 제 1호표 제어용 케이블 설치(4C)2.5㎟ 이하 | 제 1호표 제어용 케이블 설치(4C) | 2.5㎟ 이하 | m |  |  |  | 7548.658 | 0 |  |  |  |  | 0
E999999 | 절연난연PVC시스케이블(F-CV, TFR-CV) | F-CV케이블 | 0.6/1KV 4C 4㎟ | m |  | 3280 | 0 | [6 empty] | 0
E10410005001012002 | 제 2호표 제어용 케이블 설치(4C)4㎟ 이하 | 제 2호표 제어용 케이블 설치(4C) | 4㎟ 이하 | m |  |  |  | 8419.657 | 0 |  |  |  |  | 0
E999999 | 절연난연PVC시스케이블(F-CV, TFR-CV) | F-CV케이블 | 0.6/1KV 4C 6㎟ | m |  | 4511 | 0 | [6 empty] | 0
E10410005001012003 | 제 3호표 제어용 케이블 설치(4C)6㎟ 이하 | 제 3호표 제어용 케이블 설치(4C) | 6㎟ 이하 | m |  |  |  | 9871.322 | 0 |  |  |  |  | 0
E999999 | 절연난연PVC시스케이블(F-CV, TFR-CV) | F-CV케이블 | 0.6/1KV 4C 10㎟ | m |  | 7317 | 0 | [6 empty] | 0
E10410005001012005 | 제 5호표 제어용 케이블 설치(4C)10㎟ 이하 | 제 5호표 제어용 케이블 설치(4C) | 10㎟ 이하 | m |  |  |  | 14226.317 | 0 |  |  |  |  | 0
E999999 | 절연난연PVC시스케이블(F-CV, TFR-CV) | F-CV케이블 | 0.6/1KV 4C 16㎟ | m |  | 11052 | 0 | [6 empty] | 0
E10410003001001001 | 제 1호표 전력케이블 구내 설치(P.V.C 및 고무절연외장)600V 16㎟이하 X 1C | 제 1호표 전력케이블 구내 설치(P.V.C 및 고무절연외장) | 600V 16㎟이하 X 1C | m |  |  |  | 6677.659 | 0 |  |  |  |  | 0 | 260% | 4P할증260%
E999999 | 절연난연PVC시스케이블(F-CV, TFR-CV) | F-CV케이블 | 0.6/1KV 4C 25㎟ | m |  | 17155 | 0 | [6 empty] | 0
E10410003001001002 | 제 2호표 전력케이블 구내 설치(P.V.C 및 고무절연외장)600V 25㎟이하 X 1C | 제 2호표 전력케이블 구내 설치(P.V.C 및 고무절연외장) | 600V 25㎟이하 X 1C | m |  |  |  | 8709.99 | 0 |  |  |  |  | 0 | 260% | 4P할증260%
E999999 | 절연난연PVC시스케이블(F-CV, TFR-CV) | F-CV케이블 | 0.6/1KV 4C 35㎟ | m |  | 23675 | 0 | [6 empty] | 0
E10410003001001003 | 제 3호표 전력케이블 구내 설치(P.V.C 및 고무절연외장)600V 38㎟이하 X 1C | 제 3호표 전력케이블 구내 설치(P.V.C 및 고무절연외장) | 600V 38㎟이하 X 1C | m |  |  |  | 10451.988 | 0 |  |  |  |  | 0 | 260% | 4P할증260%
E999999 | 전선·케이블 | F-GV(1C) | 2.5㎟ | m |  | 594 | 0 | [6 empty] | 0
E10413103001006001 | 제 1호표 접지선 매설10㎟ 이하 | 제 1호표 접지선 매설 ＊ F-GV | 10㎟ 이하 ＊ 2.5㎟ | m |  |  |  | 2706 | 0 |  |  |  |  | 0 | 150% | 옥내설치시150%
E999999 | 전선·케이블 | F-GV(1C) | 4㎟ | m |  | 865 | 0 | [6 empty] | 0
E10413103001006001 | 제 1호표 접지선 매설10㎟ 이하 | 제 1호표 접지선 매설 ＊ F-GV | 10㎟ 이하 ＊ 4㎟ | m |  |  |  | 2706 | 0 |  |  |  |  | 0 | 150% | 옥내설치시150%
E999999 | 전선·케이블 | F-GV(1C) | 6㎟ | m |  | 1173 | 0 | [6 empty] | 0
E10413103001006001 | 제 1호표 접지선 매설10㎟ 이하 | 제 1호표 접지선 매설 ＊ F-GV | 10㎟ 이하 ＊ 6㎟ | m |  |  |  | 2706 | 0 |  |  |  |  | 0 | 150% | 옥내설치시150%
E999999 | 전선·케이블 | F-GV(1C) | 10㎟ | m |  | 1883 | 0 | [6 empty] | 0
E10413103001006001 | 제 1호표 접지선 매설10㎟ 이하 | 제 1호표 접지선 매설 ＊ F-GV | 10㎟ 이하 ＊ 6㎟ | m |  |  |  | 2706 | 0 |  |  |  |  | 0 | 150% | 옥내설치시150%
E999999 | 전선·케이블 | F-GV(1C) | 16㎟ | m |  | 2838 | 0 | [6 empty] | 0
E10413103001006002 | 제 2호표 접지선 매설35㎟ 이하 | 제 2호표 접지선 매설 ＊ F-GV | 35㎟ 이하 ＊ 16㎟ | m |  |  |  | 3158 | 0 |  |  |  |  | 0 | 150% | 옥내설치시150%
E999999 | 전선·케이블 | F-GV(1C) | 25㎟ | m |  | 4241 | 0 | [6 empty] | 0
E10413103001006002 | 제 2호표 접지선 매설35㎟ 이하 | 제 2호표 접지선 매설 ＊ F-GV | 35㎟ 이하 ＊ 16㎟ | m |  |  |  | 3158 | 0 |  |  |  |  | 0 | 150% | 옥내설치시150%
E999999 | 전선·케이블 | F-GV(1C) | 35㎟ | m |  | 5971 | 0 | [6 empty] | 0
E10413103001006002 | 제 2호표 접지선 매설35㎟ 이하 | 제 2호표 접지선 매설 ＊ F-GV | 35㎟ 이하 ＊ 16㎟ | m |  |  |  | 3158 | 0 |  |  |  |  | 0 | 150% | 옥내설치시150%
E999999 | 전선·케이블 | F-GV(1C) | 50㎟ | m |  | 8127 | 0 | [6 empty] | 0
E10413103001006003 | 제 3호표 접지선 매설95㎟ 이하 | 제 3호표 접지선 매설 ＊ F-GV | 95㎟ 이하 ＊ 50㎟ | m |  |  |  | 3609 | 0 |  |  |  |  | 0 | 150% | 옥내설치시150%
E999999 | 전선·케이블 | F-GV(1C) | 70㎟ | m |  | 11451 | 0 | [6 empty] | 0
E10413103001006003 | 제 3호표 접지선 매설95㎟ 이하 | 제 3호표 접지선 매설 ＊ F-GV | 95㎟ 이하 ＊ 50㎟ | m |  |  |  | 3609 | 0 |  |  |  |  | 0 | 150% | 옥내설치시150%
E999999 | 전선·케이블 | F-GV(1C) | 95㎟ | m |  | 15408 | 0 | [6 empty] | 0
E10413103001006003 | 제 3호표 접지선 매설95㎟ 이하 | 제 3호표 접지선 매설 ＊ F-GV | 95㎟ 이하 ＊ 50㎟ | m |  |  |  | 3609 | 0 |  |  |  |  | 0 | 150% | 옥내설치시150%
E999999 | 전선·케이블 | F-GV(1C) | 120㎟ | m |  | 18816 | 0 | [6 empty] | 0
E10413103001006004 | 제 4호표 접지선 매설150㎟ 이하 | 제 4호표 접지선 매설 ＊ F-GV | 150㎟ 이하 ＊ 120㎟ | m |  |  |  | 4962 | 0 |  |  |  |  | 0 | 150% | 옥내설치시150%
D05882 | 제 1호표 배전반 설치자립형 W800×H2,000 내외 | 제 1호표 배전반 설치 ＊ TS STEEL 일반형 | 자립형 W800×H2,000 내외 ＊ 550×700×150, 1.0T | 면 |  | 69000 | 0 | 1502550 | 0 |  |  |  |  | 0
D05883 | 제 1호표 배전반 설치자립형 W800×H2,000 내외 | 제 1호표 배전반 설치 ＊ TS STEEL 일반형 | 자립형 W800×H2,000 내외 ＊ 550×800×150, 1.0T | 면 |  | 82000 | 0 | 1502550 | 0 |  |  |  |  | 0
D05884 | 제 1호표 배전반 설치자립형 W800×H2,000 내외 | 제 1호표 배전반 설치 ＊ TR STEEL 옥외이중방수형 | 자립형 W800×H2,000 내외 ＊ 400×500×280, 1.6T | 면 |  | 159000 | 0 | 1502550 | 0 |  |  |  |  | 0
D05885 | 제 1호표 배전반 설치자립형 W800×H2,000 내외 | 제 1호표 배전반 설치 ＊ TR STEEL 옥외이중방수형 | 자립형 W800×H2,000 내외 ＊ 500×600×320, 1.6T | 면 |  | 181000 | 0 | 1502550 | 0 |  |  |  |  | 0
D05886 | 제 1호표 배전반 설치자립형 W800×H2,000 내외 | 제 1호표 배전반 설치 ＊ TR STEEL 옥외이중방수형 | 자립형 W800×H2,000 내외 ＊ 600×800×350, 1.6T | 면 |  | 258000 | 0 | 1502550 | 0 |  |  |  |  | 0
D05887 | 제 1호표 배전반 설치자립형 W800×H2,000 내외 | 제 1호표 배전반 설치 ＊ TR STEEL 옥외이중방수형 | 자립형 W800×H2,000 내외 ＊ 600×1,000×350, 1.6T | 면 |  | 297000 | 0 | 1502550 | 0 |  |  |  |  | 0
D05889 | 제 1호표 배전반 설치자립형 W800×H2,000 내외 | 제 1호표 배전반 설치 ＊ TR STEEL 옥외이중방수형 | 자립형 W800×H2,000 내외 ＊ 700×1,300×400, 1.6T | 면 |  | 418000 | 0 | 1502550 | 0 |  |  |  |  | 0
M045573819460101 | LED조명기구(2) | LED 실내조명등기구 | HB-DL6IN15DO, LED 6인치 다운라이트, 15W | 개 | 6 | 42000 | 209160 | [6 empty] | 209160
E00000807041850405 | 종합적산정보 1087p | LED 등기구설치 (매입 및 반매입) | 55W이하 | (등당) | 6 |  |  | 82696 | 297705.6 | [5 empty] | 150% | 철거재시공150%
M045573819390101 | LED조명기구(2) | LED 실내조명등기구 | HB-PE66050ES, LED 면조명, 50W | 개 | 5 | 148000 | 614200 | [6 empty] | 614200
E00000807041850105 | 종합적산정보 1087p | LED 등기구설치 (직부등) | 55W이하 | (등당) | 5 |  |  | 68643 | 205929 | [5 empty] | 150% | 철거재시공150%
M045573819330101 | LED조명기구(2) | LED 실내조명등기구 | HB-PE63025ES, LED 면조명, 25W | 개 | 1 | 89000 | 73870 | [6 empty] | 73870
E00000807041850105 | 종합적산정보 1087p | LED 등기구설치 (직부등) | 55W이하 | (등당) | 1 |  | 0 | 68643 | 41185.8 |  |  |  |  | 41185.8 | 150% | 철거재시공150%
D05894 | 제 1호표 배전반 설치자립형 W800×H2,000 내외 | 제 1호표 배전반 설치 ＊ TSOD STS 옥외방수 | 자립형 W800×H2,000 내외 ＊ 500×600×200, 1.2T | 면 |  | 206000 | 0 | 1502550 | 0 |  |  |  |  | 0
D05895 | 제 1호표 배전반 설치자립형 W800×H2,000 내외 | 제 1호표 배전반 설치 ＊ TSOD STS 옥외방수 | 자립형 W800×H2,000 내외 ＊ 600×800×250, 1.2T | 면 |  | 280000 | 0 | 1502550 | 0 |  |  |  |  | 0
D05896 | 제 1호표 배전반 설치자립형 W800×H2,000 내외 | 제 1호표 배전반 설치 ＊ TSOD STS 옥외방수 | 자립형 W800×H2,000 내외 ＊ 600×900×250, 1.2T | 면 |  | 324000 | 0 | 1502550 | 0 |  |  |  |  | 0
D05897 | 제 1호표 배전반 설치자립형 W800×H2,000 내외 | 제 1호표 배전반 설치 ＊ TSOD STS 옥외방수 | 자립형 W800×H2,000 내외 ＊ 700×1,000×250, 1.2T | 면 |  | 396000 | 0 | 1502550 | 0 |  |  |  |  | 0
D05864 | 제 1호표 배전반 설치자립형 W800×H2,000 내외 | 제 1호표 배전반 설치 ＊ TS STEEL 일반형 | 자립형 W800×H2,000 내외 ＊ 600×700×250, 1.2T | 면 |  | 93000 | 0 | 1502550 | 0 |  |  |  |  | 0
D05865 | 제 1호표 배전반 설치자립형 W800×H2,000 내외 | 제 1호표 배전반 설치 ＊ TS STEEL 일반형 | 자립형 W800×H2,000 내외 ＊ 600×800×250, 1.2T | 면 |  | 105000 | 0 | 1502550 | 0 |  |  |  |  | 0
D05867 | 제 1호표 배전반 설치자립형 W800×H2,000 내외 | 제 1호표 배전반 설치 ＊ TS STEEL 일반형 | 자립형 W800×H2,000 내외 ＊ 700×900×250, 1.2T | 면 |  | 137000 | 0 | 1502550 | 0 |  |  |  |  | 0
D05868 | 제 1호표 배전반 설치자립형 W800×H2,000 내외 | 제 1호표 배전반 설치 ＊ TS STEEL 일반형 | 자립형 W800×H2,000 내외 ＊ 700×1,000×250, 1.2T | 면 |  | 148000 | 0 | 1502550 | 0 |  |  |  |  | 0
D05869 | 제 1호표 배전반 설치자립형 W800×H2,000 내외 | 제 1호표 배전반 설치 ＊ TS STEEL 일반형 | 자립형 W800×H2,000 내외 ＊ 400×500×150, 1.0T | 면 |  | 30000 | 0 | 1502550 | 0 |  |  |  |  | 0
D05870 | 제 1호표 배전반 설치자립형 W800×H2,000 내외 | 제 1호표 배전반 설치 ＊ TS STEEL 일반형 | 자립형 W800×H2,000 내외 ＊ 500×400×150, 1.0T | 면 |  | 30000 | 0 | 1502550 | 0 |  |  |  |  | 0
D05872 | 제 1호표 배전반 설치자립형 W800×H2,000 내외 | 제 1호표 배전반 설치 ＊ TS STEEL 일반형 | 자립형 W800×H2,000 내외 ＊ 500×400×200, 1.0T | 면 |  | 30000 | 0 | 1502550 | 0 |  |  |  |  | 0
D05873 | 제 1호표 배전반 설치자립형 W800×H2,000 내외 | 제 1호표 배전반 설치 ＊ TS STEEL 일반형 | 자립형 W800×H2,000 내외 ＊ 450×550×150, 1.0T | 면 |  | 39000 | 0 | 1502550 | 0 |  |  |  |  | 0
D05874 | 제 1호표 배전반 설치자립형 W800×H2,000 내외 | 제 1호표 배전반 설치 ＊ TS STEEL 일반형 | 자립형 W800×H2,000 내외 ＊ 450×550×200, 1.0T | 면 |  | 39000 | 0 | 1502550 | 0 |  |  |  |  | 0
D05875 | 제 1호표 배전반 설치자립형 W800×H2,000 내외 | 제 1호표 배전반 설치 ＊ TS STEEL 일반형 | 자립형 W800×H2,000 내외 ＊ 500×600×150, 1.0T | 면 |  | 41000 | 0 | 1502550 | 0 |  |  |  |  | 0
D05877 | 제 1호표 배전반 설치자립형 W800×H2,000 내외 | 제 1호표 배전반 설치 ＊ TS STEEL 일반형 | 자립형 W800×H2,000 내외 ＊ 500×600×220, 1.0T | 면 |  | 41000 | 0 | 1502550 | 0 |  |  |  |  | 0
D05878 | 제 1호표 배전반 설치자립형 W800×H2,000 내외 | 제 1호표 배전반 설치 ＊ TS STEEL 일반형 | 자립형 W800×H2,000 내외 ＊ 600×500×220, 1.0T | 면 |  | 41000 | 0 | 1502550 | 0 |  |  |  |  | 0
D05879 | 제 1호표 배전반 설치자립형 W800×H2,000 내외 | 제 1호표 배전반 설치 ＊ TS STEEL 일반형 | 자립형 W800×H2,000 내외 ＊ 500×700×150, 1.0T | 면 |  | 52000 | 0 | 1502550 | 0 |  |  |  |  | 0
D05880 | 제 1호표 배전반 설치자립형 W800×H2,000 내외 | 제 1호표 배전반 설치 ＊ TS STEEL 일반형 | 자립형 W800×H2,000 내외 ＊ 500×700×250, 1.0T | 면 |  | 52000 | 0 | 1502550 | 0 |  |  |  |  | 0
D05866 | 제 1호표 배전반 설치자립형 W800×H2,000 내외 | 제 1호표 배전반 설치 ＊ TS STEEL 일반형 | 자립형 W800×H2,000 내외 ＊ 600×900×250, 1.2T | 면 |  | 116000 | 0 | 1502550 | 0 |  |  |  |  | 0
D05871 | 제 1호표 배전반 설치자립형 W800×H2,000 내외 | 제 1호표 배전반 설치 ＊ TS STEEL 일반형 | 자립형 W800×H2,000 내외 ＊ 400×500×200, 1.0T | 면 |  | 30000 | 0 | 1502550 | 0 |  |  |  |  | 0
D05876 | 제 1호표 배전반 설치자립형 W800×H2,000 내외 | 제 1호표 배전반 설치 ＊ TS STEEL 일반형 | 자립형 W800×H2,000 내외 ＊ 600×500×150, 1.0T | 면 |  | 41000 | 0 | 1502550 | 0 |  |  |  |  | 0
D05881 | 제 1호표 배전반 설치자립형 W800×H2,000 내외 | 제 1호표 배전반 설치 ＊ TS STEEL 일반형 | 자립형 W800×H2,000 내외 ＊ 550×600×150, 1.0T | 면 |  | 62000 | 0 | 1502550 | 0 |  |  |  |  | 0
D05888 | 제 1호표 배전반 설치자립형 W800×H2,000 내외 | 제 1호표 배전반 설치 ＊ TR STEEL 옥외이중방수형 | 자립형 W800×H2,000 내외 ＊ 600×1,200×350, 1.6T | 면 |  | 324000 | 0 | 1502550 | 0 |  |  |  |  | 0
D00045 | 제 2호표 합성수지 파형관 설치30㎜ 이하 | 제 2호표 합성수지 파형관 설치 ＊ 파상형경질지중전선관 | 30㎜ 이하 ＊ 내경 30㎜, 외경 40±2.0㎜, 피치 10㎜, 두께 1.3㎜, 길이 100m | m |  | 480 | 0 | 4653 | 0 |  |  |  |  | 0
D00046 | 제 3호표 합성수지 파형관 설치50㎜ 이하 | 제 3호표 합성수지 파형관 설치 ＊ 파상형경질지중전선관 | 50㎜ 이하 ＊ 내경 40㎜, 외경 53±2.0㎜, 피치 13㎜, 두께 1.3㎜, 길이 100m | m |  | 610 | 0 | 5698 | 0 |  |  |  |  | 0
D00047 | 제 3호표 합성수지 파형관 설치50㎜ 이하 | 제 3호표 합성수지 파형관 설치 ＊ 파상형경질지중전선관 | 50㎜ 이하 ＊ 내경 50㎜, 외경 64±2.5㎜, 피치 17㎜, 두께 1.3㎜, 길이 100m | m |  | 860 | 0 | 5698 | 0 |  |  |  |  | 0
D00048 | 제 4호표 합성수지 파형관 설치80㎜ 이하 | 제 4호표 합성수지 파형관 설치 ＊ 파상형경질지중전선관 | 80㎜ 이하 ＊ 내경 65㎜, 외경 84±2.5㎜, 피치 21㎜, 두께 1.5㎜, 길이 100m | m |  | 1240 | 0 | 7141 | 0 |  |  |  |  | 0
D00049 | 제 4호표 합성수지 파형관 설치80㎜ 이하 | 제 4호표 합성수지 파형관 설치 ＊ 파상형경질지중전선관 | 80㎜ 이하 ＊ 내경 80㎜, 외경 105±3㎜, 피치 25㎜, 두께 1.5㎜, 길이 100m | m |  | 1630 | 0 | 7141 | 0 |  |  |  |  | 0
D00051 | 제 6호표 합성수지 파형관 설치125㎜ 이하 | 제 6호표 합성수지 파형관 설치 ＊ 파상형경질지중전선관 | 125㎜ 이하 ＊ 내경 125㎜, 외경 160±4㎜, 피치 38㎜, 두께 2.5㎜, 길이 50m | m |  | 3440 | 0 | 14135 | 0 |  |  |  |  | 0
D00052 | 제 7호표 합성수지 파형관 설치150㎜ 이하 | 제 7호표 합성수지 파형관 설치 ＊ 파상형경질지중전선관 | 150㎜ 이하 ＊ 내경 150㎜, 외경 188±4㎜, 피치 45㎜, 두께 3.0㎜, 길이 50m | m |  | 4490 | 0 | 17594 | 0 |  |  |  |  | 0
D00053 | 제 8호표 합성수지 파형관 설치175㎜ 이하 | 제 8호표 합성수지 파형관 설치 ＊ 파상형경질지중전선관 | 175㎜ 이하 ＊ 내경 175㎜, 외경 230±4㎜, 피치 53㎜, 두께 3.5㎜, 길이 30m | m |  | 7910 | 0 | 21128 | 0 |  |  |  |  | 0
D00054 | 제 9호표 합성수지 파형관 설치200㎜ 이하 | 제 9호표 합성수지 파형관 설치 ＊ 파상형경질지중전선관 | 200㎜ 이하 ＊ 내경 200㎜, 외경 260±4㎜, 피치 59㎜, 두께 4.0㎜, 길이 30m | m |  | 8830 | 0 | 23219 | 0 |  |  |  |  | 0
D00164 | 제 1호표 금속가요 전선관16㎜이하 | 제 1호표 금속가요 전선관 ＊ KOFLEX플렉시블전선관(고장력비방수) | 16㎜이하 ＊ SF-16, 16.0, 19.0 | m |  | 540 | 0 | 11878 | 0 |  |  |  |  | 0
D00165 | 제 2호표 금속가요 전선관22㎜이하 | 제 2호표 금속가요 전선관 ＊ KOFLEX플렉시블전선관(고장력비방수) | 22㎜이하 ＊ SF-22, 21.0, 24.0 | m |  | 1040 | 0 | 15928 | 0 |  |  |  |  | 0
D00166 | 제 3호표 금속가요 전선관28㎜이하 | 제 3호표 금속가요 전선관 ＊ KOFLEX플렉시블전선관(고장력비방수) | 28㎜이하 ＊ SF-28, 27.5, 30.5 | m |  | 1600 | 0 | 19437 | 0 |  |  |  |  | 0
D00167 | 제 4호표 금속가요 전선관36㎜이하 | 제 4호표 금속가요 전선관 ＊ KOFLEX플렉시블전선관(고장력비방수) | 36㎜이하 ＊ SF-36, 35.5, 39.0 | m |  | 2420 | 0 | 23487 | 0 |  |  |  |  | 0
D00168 | 제 5호표 금속가요 전선관42㎜이하 | 제 5호표 금속가요 전선관 ＊ KOFLEX플렉시블전선관(고장력비방수) | 42㎜이하 ＊ SF-42, 40.5, 44.5 | m |  | 2920 | 0 | 28076 | 0 |  |  |  |  | 0
D00169 | 제 6호표 금속가요 전선관54㎜이하 | 제 6호표 금속가요 전선관 ＊ KOFLEX플렉시블전선관(고장력비방수) | 54㎜이하 ＊ SF-54, 52.0, 56.0 | m |  | 4130 | 0 | 36715 | 0 |  |  |  |  | 0
D00170 | 제 7호표 금속가요 전선관70㎜이하 | 제 7호표 금속가요 전선관 ＊ KOFLEX플렉시블전선관(고장력비방수) | 70㎜이하 ＊ SF-70, 64.0, 69.0 | m |  | 6580 | 0 | 42115 | 0 |  |  |  |  | 0
D00171 | 제 8호표 금속가요 전선관82㎜이하 | 제 8호표 금속가요 전선관 ＊ KOFLEX플렉시블전선관(고장력비방수) | 82㎜이하 ＊ SF-82, 79.0, 84.0 | m |  | 7100 | 0 | 47514 | 0 |  |  |  |  | 0
D00125 | 제 2호표 합성수지 전선관16㎜이하 | 제 2호표 합성수지 전선관 ＊ 콘크리트매설용(난연CD) | 16㎜이하 ＊ 대전, 16㎜, 외경 21㎜, 길이 100m | m |  | 280 | 0 | 13498 | 0 |  |  |  |  | 0
D00126 | 제 3호표 합성수지 전선관22㎜이하 | 제 3호표 합성수지 전선관 ＊ 콘크리트매설용(난연CD) | 22㎜이하 ＊ 대전, 22㎜, 외경 28㎜, 길이 100m | m |  | 280 | 0 | 16198 | 0 |  |  |  |  | 0
D00127 | 제 4호표 합성수지 전선관28㎜이하 | 제 4호표 합성수지 전선관 ＊ 콘크리트매설용(난연CD) | 28㎜이하 ＊ 대전, 28㎜, 외경 34㎜, 길이 50m | m |  | 550 | 0 | 21597 | 0 |  |  |  |  | 0
D00128 | 제 5호표 합성수지 전선관36㎜이하 | 제 5호표 합성수지 전선관 ＊ 콘크리트매설용(난연CD) | 36㎜이하 ＊ 대전, 36㎜, 외경 42㎜, 길이 50m | m |  | 1050 | 0 | 26996 | 0 |  |  |  |  | 0
D00129 | 제 2호표 합성수지 전선관16㎜이하 | 제 2호표 합성수지 전선관 ＊ 내충격용HI-VE전선관 | 16㎜이하 ＊ 16㎜, 외경22㎜, 두께2.0㎜, 근사내경18㎜, 중량180g/m | m |  | 440 | 0 | 13498 | 0 |  |  |  |  | 0
D00131 | 제 4호표 합성수지 전선관28㎜이하 | 제 4호표 합성수지 전선관 ＊ 내충격용HI-VE전선관 | 28㎜이하 ＊ 28㎜, 외경34㎜, 두께3.0㎜, 근사내경28㎜, 중량418g/m | m |  | 1020 | 0 | 21597 | 0 |  |  |  |  | 0
D00132 | 제 5호표 합성수지 전선관36㎜이하 | 제 5호표 합성수지 전선관 ＊ 내충격용HI-VE전선관 | 36㎜이하 ＊ 36㎜, 외경42㎜, 두께3.5㎜, 근사내경35㎜, 중량605g/m | m |  | 1370 | 0 | 26996 | 0 |  |  |  |  | 0
D00133 | 제 6호표 합성수지 전선관42㎜이하 | 제 6호표 합성수지 전선관 ＊ 내충격용HI-VE전선관 | 42㎜이하 ＊ 42㎜, 외경48㎜, 두께4.0㎜, 근사내경40㎜, 중량791g/m | m |  | 1790 | 0 | 35095 | 0 |  |  |  |  | 0
D00134 | 제 7호표 합성수지 전선관54㎜이하 | 제 7호표 합성수지 전선관 ＊ 내충격용HI-VE전선관 | 54㎜이하 ＊ 54㎜, 외경60㎜, 두께4.5㎜, 근사내경51㎜, 중량1,122g/m | m |  | 2550 | 0 | 51293 | 0 |  |  |  |  | 0
D00135 | 제 8호표 합성수지 전선관70㎜이하 | 제 8호표 합성수지 전선관 ＊ 내충격용HI-VE전선관 | 70㎜이하 ＊ 70㎜, 외경76㎜, 두께4.5㎜, 근사내경67㎜, 중량1,445g/m | m |  | 3150 | 0 | 75591 | 0 |  |  |  |  | 0
D00136 | 제 9호표 합성수지 전선관82㎜이하 | 제 9호표 합성수지 전선관 ＊ 내충격용HI-VE전선관 | 82㎜이하 ＊ 82㎜, 외경89㎜, 두께5.9㎜, 근사내경77㎜, 중량2,202g/m | m |  | 5000 | 0 | 99888 | 0 |  |  |  |  | 0
D00137 | 제 11호표 합성수지 전선관104㎜이하 | 제 11호표 합성수지 전선관 ＊ 내충격용HI-VE전선관 | 104㎜이하 ＊ 104㎜, 외경114㎜, 두께6.5㎜, 근사내경101㎜, 중량3.138g/m | m |  | 5910 | 0 | 124185 | 0 |  |  |  |  | 0
D00138 | 제 1호표 후강 전선관16㎜이하 | 제 1호표 후강 전선관 ＊ 후강전선관 아연도금 | 16㎜이하 ＊ 16㎜, 외경21.0㎜, 두께2.3㎜, 중량1.06㎏/m | m |  | 3210 | 0 | 21597 | 0 |  |  |  |  | 0
D00139 | 제 2호표 후강 전선관22㎜이하 | 제 2호표 후강 전선관 ＊ 후강전선관 아연도금 | 22㎜이하 ＊ 22㎜, 외경26.5㎜, 두께2.3㎜, 중량1.37㎏/m | m |  | 4370 | 0 | 29696 | 0 |  |  |  |  | 0
D00140 | 제 3호표 후강 전선관28㎜이하 | 제 3호표 후강 전선관 ＊ 후강전선관 아연도금 | 28㎜이하 ＊ 28㎜, 외경33.3㎜, 두께2.5㎜, 중량1.90㎏/m | m |  | 5710 | 0 | 37795 | 0 |  |  |  |  | 0
D00141 | 제 4호표 후강 전선관36㎜이하 | 제 4호표 후강 전선관 ＊ 후강전선관 아연도금 | 36㎜이하 ＊ 36㎜, 외경41.9㎜, 두께2.5㎜, 중량2.43㎏/m | m |  | 7310 | 0 | 53993 | 0 |  |  |  |  | 0
D00142 | 제 5호표 후강 전선관42㎜이하 | 제 5호표 후강 전선관 ＊ 후강전선관 아연도금 | 42㎜이하 ＊ 42㎜, 외경47.8㎜, 두께2.5㎜, 중량2.79㎏/m | m |  | 8400 | 0 | 67492 | 0 |  |  |  |  | 0
D00143 | 제 6호표 후강 전선관54㎜이하 | 제 6호표 후강 전선관 ＊ 후강전선관 아연도금 | 54㎜이하 ＊ 54㎜, 외경56.9㎜, 두께2.8㎜, 중량3.92㎏/m | m |  | 11800 | 0 | 91789 | 0 |  |  |  |  | 0
D00144 | 제 7호표 후강 전선관70㎜이하 | 제 7호표 후강 전선관 ＊ 후강전선관 아연도금 | 70㎜이하 ＊ 70㎜, 외경75.2㎜, 두께2.8㎜, 중량5.00㎏/m | m |  | 15000 | 0 | 118785 | 0 |  |  |  |  | 0
D00145 | 제 8호표 후강 전선관82㎜이하 | 제 8호표 후강 전선관 ＊ 후강전선관 아연도금 | 82㎜이하 ＊ 82㎜, 외경87.9㎜, 두께2.8㎜, 중량5.88㎏/m | m |  | 17300 | 0 | 145782 | 0 |  |  |  |  | 0
D00146 | 제 10호표 후강 전선관104㎜이하 | 제 10호표 후강 전선관 ＊ 후강전선관 아연도금 | 104㎜이하 ＊ 104㎜, 외경113.4㎜, 두께3.5㎜, 중량9.48㎏/m | m |  | 28000 | 0 | 191677 | 0 |  |  |  |  | 0
D00147 | 제 1호표 금속가요 전선관16㎜이하 | 제 1호표 금속가요 전선관 ＊ KOFLEX플렉시블전선관(고장력방수) | 16㎜이하 ＊ SW-16, 16.0, 21.0 | m |  | 1270 | 0 | 11878 | 0 |  |  |  |  | 0
D00148 | 제 2호표 금속가요 전선관22㎜이하 | 제 2호표 금속가요 전선관 ＊ KOFLEX플렉시블전선관(고장력방수) | 22㎜이하 ＊ SW-22, 21.0, 26.0 | m |  | 1720 | 0 | 15928 | 0 |  |  |  |  | 0
D00149 | 제 3호표 금속가요 전선관28㎜이하 | 제 3호표 금속가요 전선관 ＊ KOFLEX플렉시블전선관(고장력방수) | 28㎜이하 ＊ SW-28, 27.5, 33.0 | m |  | 2430 | 0 | 19437 | 0 |  |  |  |  | 0
D00150 | 제 4호표 금속가요 전선관36㎜이하 | 제 4호표 금속가요 전선관 ＊ KOFLEX플렉시블전선관(고장력방수) | 36㎜이하 ＊ SW-36, 35.5, 42.0 | m |  | 3580 | 0 | 23487 | 0 |  |  |  |  | 0
D00151 | 제 5호표 금속가요 전선관42㎜이하 | 제 5호표 금속가요 전선관 ＊ KOFLEX플렉시블전선관(고장력방수) | 42㎜이하 ＊ SW-42, 40.5, 47.5 | m |  | 5020 | 0 | 28076 | 0 |  |  |  |  | 0
D00152 | 제 6호표 금속가요 전선관54㎜이하 | 제 6호표 금속가요 전선관 ＊ KOFLEX플렉시블전선관(고장력방수) | 54㎜이하 ＊ SW-54, 52.0, 59.0 | m |  | 6460 | 0 | 36715 | 0 |  |  |  |  | 0
D00153 | 제 7호표 금속가요 전선관70㎜이하 | 제 7호표 금속가요 전선관 ＊ KOFLEX플렉시블전선관(고장력방수) | 70㎜이하 ＊ SW-70, 64.0, 73.0 | m |  | 14900 | 0 | 42115 | 0 |  |  |  |  | 0
D00154 | 제 8호표 금속가요 전선관82㎜이하 | 제 8호표 금속가요 전선관 ＊ KOFLEX플렉시블전선관(고장력방수) | 82㎜이하 ＊ SW-82, 79.0, 88.0 | m |  | 21500 | 0 | 47514 | 0 |  |  |  |  | 0
D00155 | 제 10호표 금속가요 전선관104㎜이하 | 제 10호표 금속가요 전선관 ＊ KOFLEX플렉시블전선관(고장력방수) | 104㎜이하 ＊ SW-104, 103.0, 113.0 | m |  | 27000 | 0 | 58313 | 0 |  |  |  |  | 0
D00156 | 제 1호표 금속가요 전선관16㎜이하 | 제 1호표 금속가요 전선관 ＊ KOFLEX플렉시블전선관(일반방수) | 16㎜이하 ＊ GW-16, 16.0, 21.0 | m |  | 720 | 0 | 11878 | 0 |  |  |  |  | 0
D00157 | 제 2호표 금속가요 전선관22㎜이하 | 제 2호표 금속가요 전선관 ＊ KOFLEX플렉시블전선관(일반방수) | 22㎜이하 ＊ GW-22, 21.0, 26.5 | m |  | 940 | 0 | 15928 | 0 |  |  |  |  | 0
D00158 | 제 3호표 금속가요 전선관28㎜이하 | 제 3호표 금속가요 전선관 ＊ KOFLEX플렉시블전선관(일반방수) | 28㎜이하 ＊ GW-28, 27.5, 33.0 | m |  | 1270 | 0 | 19437 | 0 |  |  |  |  | 0
D00159 | 제 4호표 금속가요 전선관36㎜이하 | 제 4호표 금속가요 전선관 ＊ KOFLEX플렉시블전선관(일반방수) | 36㎜이하 ＊ GW-36, 35.5, 42.0 | m |  | 2040 | 0 | 23487 | 0 |  |  |  |  | 0
D00160 | 제 5호표 금속가요 전선관42㎜이하 | 제 5호표 금속가요 전선관 ＊ KOFLEX플렉시블전선관(일반방수) | 42㎜이하 ＊ GW-42, 40.5, 47.5 | m |  | 2700 | 0 | 28076 | 0 |  |  |  |  | 0
D00161 | 제 6호표 금속가요 전선관54㎜이하 | 제 6호표 금속가요 전선관 ＊ KOFLEX플렉시블전선관(일반방수) | 54㎜이하 ＊ GW-54, 52.0, 59.0 | m |  | 3730 | 0 | 36715 | 0 |  |  |  |  | 0
D00162 | 제 7호표 금속가요 전선관70㎜이하 | 제 7호표 금속가요 전선관 ＊ KOFLEX플렉시블전선관(일반방수) | 70㎜이하 ＊ GW-70, 64.0, 73.0 | m |  | 7980 | 0 | 42115 | 0 |  |  |  |  | 0
D00163 | 제 8호표 금속가요 전선관82㎜이하 | 제 8호표 금속가요 전선관 ＊ KOFLEX플렉시블전선관(일반방수) | 82㎜이하 ＊ GW-82, 79.0, 88.0 | m |  | 9630 | 0 | 47514 | 0 |  |  |  |  | 0
D00050 | 제 5호표 합성수지 파형관 설치100㎜ 이하 | 제 5호표 합성수지 파형관 설치 ＊ 파상형경질지중전선관 | 100㎜ 이하 ＊ 내경 100㎜, 외경 130±4㎜, 피치 30㎜, 두께 2.0㎜, 길이 100m | m |  | 2210 | 0 | 10601 | 0 |  |  |  |  | 0
D00130 | 제 3호표 합성수지 전선관22㎜이하 | 제 3호표 합성수지 전선관 ＊ 내충격용HI-VE전선관 | 22㎜이하 ＊ 22㎜, 외경26㎜, 두께2.0㎜, 근사내경22㎜, 중량216g/m | m |  | 440 | 0 | 16198 | 0 |  |  |  |  | 0
D05822 | 제 2호표 합성수지 전선관16㎜이하 | 제 2호표 합성수지 전선관 ＊ 콘크리트매설용(난연CD) | 16㎜이하 ＊ 서울, 16㎜, 외경 21㎜, 길이 100m | m |  | 280 | 0 | 13498 | 0 |  |  |  |  | 0
D05823 | 제 3호표 합성수지 전선관22㎜이하 | 제 3호표 합성수지 전선관 ＊ 콘크리트매설용(난연CD) | 22㎜이하 ＊ 서울, 22㎜, 외경 28㎜, 길이 100m | m |  | 280 | 0 | 16198 | 0 |  |  |  |  | 0
D05824 | 제 4호표 합성수지 전선관28㎜이하 | 제 4호표 합성수지 전선관 ＊ 콘크리트매설용(난연CD) | 28㎜이하 ＊ 서울, 28㎜, 외경 34㎜, 길이 50m | m |  | 550 | 0 | 21597 | 0 |  |  |  |  | 0
D05825 | 제 5호표 합성수지 전선관36㎜이하 | 제 5호표 합성수지 전선관 ＊ 콘크리트매설용(난연CD) | 36㎜이하 ＊ 서울, 36㎜, 외경 42㎜, 길이 50m | m |  | 1050 | 0 | 26996 | 0 |  |  |  |  | 0
D01263 | 제 1호표 금속가요 전선관16㎜이하 | 제 1호표 금속가요 전선관 ＊ 안전증방폭형(EXeⅡ) | 16㎜이하 ＊ ES-10, 50m | m |  | 44000 | 0 | 11878 | 0 |  |  |  |  | 0
D01264 | 제 1호표 금속가요 전선관16㎜이하 | 제 1호표 금속가요 전선관 ＊ 안전증방폭형(EXeⅡ) | 16㎜이하 ＊ ES-12, 50m | m |  | 53100 | 0 | 11878 | 0 |  |  |  |  | 0
D01265 | 제 1호표 금속가요 전선관16㎜이하 | 제 1호표 금속가요 전선관 ＊ 안전증방폭형(EXeⅡ) | 16㎜이하 ＊ ES-16, 50m | m |  | 70000 | 0 | 11878 | 0 |  |  |  |  | 0
D01266 | 제 2호표 금속가요 전선관22㎜이하 | 제 2호표 금속가요 전선관 ＊ 안전증방폭형(EXeⅡ) | 22㎜이하 ＊ ES-22, 50m | m |  | 92600 | 0 | 15928 | 0 |  |  |  |  | 0
D01267 | 제 3호표 금속가요 전선관28㎜이하 | 제 3호표 금속가요 전선관 ＊ 안전증방폭형(EXeⅡ) | 28㎜이하 ＊ ES-28, 30m | m |  | 65900 | 0 | 19437 | 0 |  |  |  |  | 0
D01268 | 제 4호표 금속가요 전선관36㎜이하 | 제 4호표 금속가요 전선관 ＊ 안전증방폭형(EXeⅡ) | 36㎜이하 ＊ ES-36, 30m | m |  | 99000 | 0 | 23487 | 0 |  |  |  |  | 0
D01269 | 제 5호표 금속가요 전선관42㎜이하 | 제 5호표 금속가요 전선관 ＊ 안전증방폭형(EXeⅡ) | 42㎜이하 ＊ ES-42, 20m | m |  | 108000 | 0 | 28076 | 0 |  |  |  |  | 0
D01270 | 제 6호표 금속가요 전선관54㎜이하 | 제 6호표 금속가요 전선관 ＊ 안전증방폭형(EXeⅡ) | 54㎜이하 ＊ ES-54, 20m | m |  | 124000 | 0 | 36715 | 0 |  |  |  |  | 0
D01271 | 제 7호표 금속가요 전선관70㎜이하 | 제 7호표 금속가요 전선관 ＊ 안전증방폭형(EXeⅡ) | 70㎜이하 ＊ ES-70, 10m | m |  | 119000 | 0 | 42115 | 0 |  |  |  |  | 0
D01347 | 제 1호표 배선용 차단기(3P)용량 30AF 이하 | 제 1호표 배선용 차단기(3P) ＊ 인버터판넬 | 용량 30AF 이하 ＊ ISP-008P, 0.75㎾ | 개 |  | 1900000 | 0 | 145782 | 0 |  |  |  |  | 0
D01348 | 제 1호표 배선용 차단기(3P)용량 30AF 이하 | 제 1호표 배선용 차단기(3P) ＊ 인버터판넬 | 용량 30AF 이하 ＊ ISP-015P, 1.5㎾ | 개 |  | 1900000 | 0 | 145782 | 0 |  |  |  |  | 0
D01349 | 제 1호표 배선용 차단기(3P)용량 30AF 이하 | 제 1호표 배선용 차단기(3P) ＊ 인버터판넬 | 용량 30AF 이하 ＊ ISP-022P, 2.2㎾ | 개 |  | 2400000 | 0 | 145782 | 0 |  |  |  |  | 0
D01350 | 제 1호표 배선용 차단기(3P)용량 30AF 이하 | 제 1호표 배선용 차단기(3P) ＊ 인버터판넬 | 용량 30AF 이하 ＊ ISP-037P, 3.7㎾ | 개 |  | 2700000 | 0 | 145782 | 0 |  |  |  |  | 0
D01351 | 제 1호표 배선용 차단기(3P)용량 30AF 이하 | 제 1호표 배선용 차단기(3P) ＊ 인버터판넬 | 용량 30AF 이하 ＊ ISP-055P, 5.5㎾ | 개 |  | 3400000 | 0 | 145782 | 0 |  |  |  |  | 0
D01352 | 제 1호표 배선용 차단기(3P)용량 30AF 이하 | 제 1호표 배선용 차단기(3P) ＊ 인버터판넬 | 용량 30AF 이하 ＊ ISP-075P, 7.5㎾ | 개 |  | 3700000 | 0 | 145782 | 0 |  |  |  |  | 0
D01353 | 제 1호표 배선용 차단기(3P)용량 30AF 이하 | 제 1호표 배선용 차단기(3P) ＊ 인버터판넬 | 용량 30AF 이하 ＊ ISP-110P, 11㎾ | 개 |  | 4500000 | 0 | 145782 | 0 |  |  |  |  | 0
D01354 | 제 1호표 배선용 차단기(3P)용량 30AF 이하 | 제 1호표 배선용 차단기(3P) ＊ 인버터판넬 | 용량 30AF 이하 ＊ ISP-150P, 15㎾ | 개 |  | 4600000 | 0 | 145782 | 0 |  |  |  |  | 0
D01355 | 제 2호표 배선용 차단기(3P)용량 50AF 이하 | 제 2호표 배선용 차단기(3P) ＊ 인버터판넬 | 용량 50AF 이하 ＊ ISP-185P, 18.5㎾ | 개 |  | 5800000 | 0 | 199776 | 0 |  |  |  |  | 0
D01356 | 제 2호표 배선용 차단기(3P)용량 50AF 이하 | 제 2호표 배선용 차단기(3P) ＊ 인버터판넬 | 용량 50AF 이하 ＊ ISP-220P, 22㎾ | 개 |  | 6000000 | 0 | 199776 | 0 |  |  |  |  | 0
D01357 | 제 2호표 배선용 차단기(3P)용량 50AF 이하 | 제 2호표 배선용 차단기(3P) ＊ 인버터판넬 | 용량 50AF 이하 ＊ ISP-300P, 30㎾ | 개 |  | 7000000 | 0 | 199776 | 0 |  |  |  |  | 0
D01358 | 제 2호표 배선용 차단기(3P)용량 50AF 이하 | 제 2호표 배선용 차단기(3P) ＊ 인버터판넬 | 용량 50AF 이하 ＊ ISP-370P, 37㎾ | 개 |  | 7400000 | 0 | 199776 | 0 |  |  |  |  | 0
D01359 | 제 3호표 배선용 차단기(3P)용량 100AF 이하 | 제 3호표 배선용 차단기(3P) ＊ 인버터판넬 | 용량 100AF 이하 ＊ ISP-450P, 45㎾ | 개 |  | 8000000 | 0 | 280766 | 0 |  |  |  |  | 0
D01360 | 제 3호표 배선용 차단기(3P)용량 100AF 이하 | 제 3호표 배선용 차단기(3P) ＊ 인버터판넬 | 용량 100AF 이하 ＊ ISP-550P, 55㎾ | 개 |  | 9000000 | 0 | 280766 | 0 |  |  |  |  | 0
D01361 | 제 3호표 배선용 차단기(3P)용량 100AF 이하 | 제 3호표 배선용 차단기(3P) ＊ 인버터판넬 | 용량 100AF 이하 ＊ ISP-750P, 75㎾ | 개 |  | 11682000 | 0 | 280766 | 0 |  |  |  |  | 0
D01301 | 제 1호표 태양광 발전시스템(인버터)1kVA 이하 | 제 1호표 태양광 발전시스템(인버터) ＊ 경제형 인텔리전트 인버터 iG5A | 1kVA 이하 ＊ SV004iG5A-2, 200V, 0.4㎾ | 대 |  | 221000 | 0 | 114354 | 0 |  |  |  |  | 0
D01302 | 제 1호표 태양광 발전시스템(인버터)1kVA 이하 | 제 1호표 태양광 발전시스템(인버터) ＊ 경제형 인텔리전트 인버터 iG5A | 1kVA 이하 ＊ SV008iG5A-2, 200V, 0.75㎾ | 대 |  | 251000 | 0 | 114354 | 0 |  |  |  |  | 0
D01303 | 제 2호표 태양광 발전시스템(인버터)3kVA 이하 | 제 2호표 태양광 발전시스템(인버터) ＊ 경제형 인텔리전트 인버터 iG5A | 3kVA 이하 ＊ SV015iG5A-2, 200V, 1.5㎾ | 대 |  | 316000 | 0 | 171531 | 0 |  |  |  |  | 0
D01304 | 제 2호표 태양광 발전시스템(인버터)3kVA 이하 | 제 2호표 태양광 발전시스템(인버터) ＊ 경제형 인텔리전트 인버터 iG5A | 3kVA 이하 ＊ SV022iG5A-2, 200V, 2.2㎾ | 대 |  | 361000 | 0 | 171531 | 0 |  |  |  |  | 0
D01305 | 제 2호표 태양광 발전시스템(인버터)3kVA 이하 | 제 2호표 태양광 발전시스템(인버터) ＊ 경제형 인텔리전트 인버터 iG5A | 3kVA 이하 ＊ SV037iG5A-2, 200V, 3.7㎾ | 대 |  | 435000 | 0 | 171531 | 0 |  |  |  |  | 0
D01306 | 제 2호표 태양광 발전시스템(인버터)3kVA 이하 | 제 2호표 태양광 발전시스템(인버터) ＊ 경제형 인텔리전트 인버터 iG5A | 3kVA 이하 ＊ SV040iG5A-2, 200V, 4㎾ | 대 |  | 500000 | 0 | 171531 | 0 |  |  |  |  | 0
D01307 | 제 2호표 태양광 발전시스템(인버터)3kVA 이하 | 제 2호표 태양광 발전시스템(인버터) ＊ 경제형 인텔리전트 인버터 iG5A | 3kVA 이하 ＊ SV055iG5A-2, 200V, 5.5㎾ | 대 |  | 674000 | 0 | 171531 | 0 |  |  |  |  | 0
D01308 | 제 2호표 태양광 발전시스템(인버터)3kVA 이하 | 제 2호표 태양광 발전시스템(인버터) ＊ 경제형 인텔리전트 인버터 iG5A | 3kVA 이하 ＊ SV075iG5A-2, 200V, 7.5㎾ | 대 |  | 832000 | 0 | 171531 | 0 |  |  |  |  | 0
D01309 | 제 5호표 태양광 발전시스템(인버터)20kVA 이하 | 제 5호표 태양광 발전시스템(인버터) ＊ 경제형 인텔리전트 인버터 iG5A | 20kVA 이하 ＊ SV110iG5A-2, 200V, 11㎾ | 대 |  | 1204000 | 0 | 779688 | 0 |  |  |  |  | 0
D01310 | 제 5호표 태양광 발전시스템(인버터)20kVA 이하 | 제 5호표 태양광 발전시스템(인버터) ＊ 경제형 인텔리전트 인버터 iG5A | 20kVA 이하 ＊ SV150iG5A-2, 200V, 15㎾ | 대 |  | 1465000 | 0 | 779688 | 0 |  |  |  |  | 0
D01311 | 제 5호표 태양광 발전시스템(인버터)20kVA 이하 | 제 5호표 태양광 발전시스템(인버터) ＊ 경제형 인텔리전트 인버터 iG5A | 20kVA 이하 ＊ SV185iG5A-2, 200V, 18.5㎾ | 대 |  | 1674000 | 0 | 779688 | 0 |  |  |  |  | 0
D01312 | 제 6호표 태양광 발전시스템(인버터)30kVA 이하 | 제 6호표 태양광 발전시스템(인버터) ＊ 경제형 인텔리전트 인버터 iG5A | 30kVA 이하 ＊ SV220iG5A-2, 200V, 22㎾ | 대 |  | 1883000 | 0 | 909636 | 0 |  |  |  |  | 0
D01313 | 제 1호표 태양광 발전시스템(인버터)1kVA 이하 | 제 1호표 태양광 발전시스템(인버터) ＊ 경제형 인텔리전트 인버터 iG5A | 1kVA 이하 ＊ SV004iG5A-4, 400V, 0.4㎾ | 대 |  | 330000 | 0 | 114354 | 0 |  |  |  |  | 0
D01314 | 제 1호표 태양광 발전시스템(인버터)1kVA 이하 | 제 1호표 태양광 발전시스템(인버터) ＊ 경제형 인텔리전트 인버터 iG5A | 1kVA 이하 ＊ SV008iG5A-4, 400V, 0.75㎾ | 대 |  | 402000 | 0 | 114354 | 0 |  |  |  |  | 0
D01315 | 제 2호표 태양광 발전시스템(인버터)3kVA 이하 | 제 2호표 태양광 발전시스템(인버터) ＊ 경제형 인텔리전트 인버터 iG5A | 3kVA 이하 ＊ SV015iG5A-4, 400V, 1.5㎾ | 대 |  | 501000 | 0 | 171531 | 0 |  |  |  |  | 0
D01316 | 제 2호표 태양광 발전시스템(인버터)3kVA 이하 | 제 2호표 태양광 발전시스템(인버터) ＊ 경제형 인텔리전트 인버터 iG5A | 3kVA 이하 ＊ SV022iG5A-4, 400V, 2.2㎾ | 대 |  | 552000 | 0 | 171531 | 0 |  |  |  |  | 0
D01317 | 제 2호표 태양광 발전시스템(인버터)3kVA 이하 | 제 2호표 태양광 발전시스템(인버터) ＊ 경제형 인텔리전트 인버터 iG5A | 3kVA 이하 ＊ SV037iG5A-4, 400V, 3.7㎾ | 대 |  | 653000 | 0 | 171531 | 0 |  |  |  |  | 0
D01318 | 제 2호표 태양광 발전시스템(인버터)3kVA 이하 | 제 2호표 태양광 발전시스템(인버터) ＊ 경제형 인텔리전트 인버터 iG5A | 3kVA 이하 ＊ SV040iG5A-4, 400V, 4㎾ | 대 |  | 710000 | 0 | 171531 | 0 |  |  |  |  | 0
D01319 | 제 2호표 태양광 발전시스템(인버터)3kVA 이하 | 제 2호표 태양광 발전시스템(인버터) ＊ 경제형 인텔리전트 인버터 iG5A | 3kVA 이하 ＊ SV055iG5A-4, 400V, 5.5㎾ | 대 |  | 850000 | 0 | 171531 | 0 |  |  |  |  | 0
D01320 | 제 2호표 태양광 발전시스템(인버터)3kVA 이하 | 제 2호표 태양광 발전시스템(인버터) ＊ 경제형 인텔리전트 인버터 iG5A | 3kVA 이하 ＊ SV075iG5A-4, 400V, 7.5㎾ | 대 |  | 1058000 | 0 | 171531 | 0 |  |  |  |  | 0
D01321 | 제 5호표 태양광 발전시스템(인버터)20kVA 이하 | 제 5호표 태양광 발전시스템(인버터) ＊ 경제형 인텔리전트 인버터 iG5A | 20kVA 이하 ＊ SV110iG5A-4, 400V, 11㎾ | 대 |  | 1413000 | 0 | 779688 | 0 |  |  |  |  | 0
D01322 | 제 5호표 태양광 발전시스템(인버터)20kVA 이하 | 제 5호표 태양광 발전시스템(인버터) ＊ 경제형 인텔리전트 인버터 iG5A | 20kVA 이하 ＊ SV150iG5A-4, 400V, 15㎾ | 대 |  | 1569000 | 0 | 779688 | 0 |  |  |  |  | 0
D01323 | 제 5호표 태양광 발전시스템(인버터)20kVA 이하 | 제 5호표 태양광 발전시스템(인버터) ＊ 경제형 인텔리전트 인버터 iG5A | 20kVA 이하 ＊ SV185iG5A-4, 400V, 18.5㎾ | 대 |  | 1778000 | 0 | 779688 | 0 |  |  |  |  | 0
D01325 | 제 1호표 태양광 발전시스템(인버터)1kVA 이하 | 제 1호표 태양광 발전시스템(인버터) ＊ 차세대 범용 인버터 iS7 | 1kVA 이하 ＊ SV0008iS7-2NOFD, 200V(리액터,필터 내장), 0.75㎾ | 대 |  | 512000 | 0 | 114354 | 0 |  |  |  |  | 0
D01326 | 제 2호표 태양광 발전시스템(인버터)3kVA 이하 | 제 2호표 태양광 발전시스템(인버터) ＊ 차세대 범용 인버터 iS7 | 3kVA 이하 ＊ SV0015iS7-2NOFD, 200V(리액터,필터 내장), 1.5㎾ | 대 |  | 622000 | 0 | 171531 | 0 |  |  |  |  | 0
D01327 | 제 2호표 태양광 발전시스템(인버터)3kVA 이하 | 제 2호표 태양광 발전시스템(인버터) ＊ 차세대 범용 인버터 iS7 | 3kVA 이하 ＊ SV0022iS7-2NOFD, 200V(리액터,필터 내장), 2.2㎾ | 대 |  | 674000 | 0 | 171531 | 0 |  |  |  |  | 0
D01328 | 제 2호표 태양광 발전시스템(인버터)3kVA 이하 | 제 2호표 태양광 발전시스템(인버터) ＊ 차세대 범용 인버터 iS7 | 3kVA 이하 ＊ SV0037iS7-2NOFD, 200V(리액터,필터 내장), 3.7㎾ | 대 |  | 814000 | 0 | 171531 | 0 |  |  |  |  | 0
D01329 | 제 2호표 태양광 발전시스템(인버터)3kVA 이하 | 제 2호표 태양광 발전시스템(인버터) ＊ 차세대 범용 인버터 iS7 | 3kVA 이하 ＊ SV0055iS7-2NOFD, 200V(리액터,필터 내장), 5.5㎾ | 대 |  | 1021000 | 0 | 171531 | 0 |  |  |  |  | 0
D01330 | 제 2호표 태양광 발전시스템(인버터)3kVA 이하 | 제 2호표 태양광 발전시스템(인버터) ＊ 차세대 범용 인버터 iS7 | 3kVA 이하 ＊ SV0075iS7-2NOFD, 200V(리액터,필터 내장), 7.5㎾ | 대 |  | 1259000 | 0 | 171531 | 0 |  |  |  |  | 0
D01331 | 제 4호표 태양광 발전시스템(인버터)10kVA 이하 | 제 4호표 태양광 발전시스템(인버터) ＊ 차세대 범용 인버터 iS7 | 10kVA 이하 ＊ SV0110iS7-2NOFD, 200V(리액터,필터 내장), 11㎾ | 대 |  | 1810000 | 0 | 649740 | 0 |  |  |  |  | 0
D01332 | 제 4호표 태양광 발전시스템(인버터)10kVA 이하 | 제 4호표 태양광 발전시스템(인버터) ＊ 차세대 범용 인버터 iS7 | 10kVA 이하 ＊ SV0150iS7-2NOFD, 200V(리액터,필터 내장), 15㎾ | 대 |  | 2259000 | 0 | 649740 | 0 |  |  |  |  | 0
D01333 | 제 4호표 태양광 발전시스템(인버터)10kVA 이하 | 제 4호표 태양광 발전시스템(인버터) ＊ 차세대 범용 인버터 iS7 | 10kVA 이하 ＊ SV0185iS7-2NOFD, 200V(리액터,필터 내장), 18.5㎾ | 대 |  | 2767000 | 0 | 649740 | 0 |  |  |  |  | 0
D01334 | 제 4호표 태양광 발전시스템(인버터)10kVA 이하 | 제 4호표 태양광 발전시스템(인버터) ＊ 차세대 범용 인버터 iS7 | 10kVA 이하 ＊ SV0220iS7-2NOFD, 200V(리액터,필터 내장), 22㎾ | 대 |  | 3131000 | 0 | 649740 | 0 |  |  |  |  | 0
D01335 | 제 1호표 태양광 발전시스템(인버터)1kVA 이하 | 제 1호표 태양광 발전시스템(인버터) ＊ 차세대 범용 인버터 iS7 | 1kVA 이하 ＊ SV0008iS7-4NOFD, 400V(리액터,필터 내장), 0.75㎾ | 대 |  | 689000 | 0 | 114354 | 0 |  |  |  |  | 0
D01336 | 제 2호표 태양광 발전시스템(인버터)3kVA 이하 | 제 2호표 태양광 발전시스템(인버터) ＊ 차세대 범용 인버터 iS7 | 3kVA 이하 ＊ SV0015iS7-4NOFD, 400V(리액터,필터 내장), 1.5㎾ | 대 |  | 858000 | 0 | 171531 | 0 |  |  |  |  | 0
D01337 | 제 2호표 태양광 발전시스템(인버터)3kVA 이하 | 제 2호표 태양광 발전시스템(인버터) ＊ 차세대 범용 인버터 iS7 | 3kVA 이하 ＊ SV0022iS7-4NOFD, 400V(리액터,필터 내장), 2.2㎾ | 대 |  | 912000 | 0 | 171531 | 0 |  |  |  |  | 0
D01338 | 제 2호표 태양광 발전시스템(인버터)3kVA 이하 | 제 2호표 태양광 발전시스템(인버터) ＊ 차세대 범용 인버터 iS7 | 3kVA 이하 ＊ SV0037iS7-4NOFD, 400V(리액터,필터 내장), 3.7㎾ | 대 |  | 1188000 | 0 | 171531 | 0 |  |  |  |  | 0
D01339 | 제 2호표 태양광 발전시스템(인버터)3kVA 이하 | 제 2호표 태양광 발전시스템(인버터) ＊ 차세대 범용 인버터 iS7 | 3kVA 이하 ＊ SV0055iS7-4NOFD, 400V(리액터,필터 내장), 5.5㎾ | 대 |  | 1374000 | 0 | 171531 | 0 |  |  |  |  | 0
D01340 | 제 2호표 태양광 발전시스템(인버터)3kVA 이하 | 제 2호표 태양광 발전시스템(인버터) ＊ 차세대 범용 인버터 iS7 | 3kVA 이하 ＊ SV0075iS7-4NOFD, 400V(리액터,필터 내장), 7.5㎾ | 대 |  | 1709000 | 0 | 171531 | 0 |  |  |  |  | 0
D01341 | 제 5호표 태양광 발전시스템(인버터)20kVA 이하 | 제 5호표 태양광 발전시스템(인버터) ＊ 차세대 범용 인버터 iS7 | 20kVA 이하 ＊ SV0110iS7-4NOFD, 400V(리액터,필터 내장), 11㎾ | 대 |  | 2178000 | 0 | 779688 | 0 |  |  |  |  | 0
D01342 | 제 5호표 태양광 발전시스템(인버터)20kVA 이하 | 제 5호표 태양광 발전시스템(인버터) ＊ 차세대 범용 인버터 iS7 | 20kVA 이하 ＊ SV0150iS7-4NOFD, 400V(리액터,필터 내장), 15㎾ | 대 |  | 2518000 | 0 | 779688 | 0 |  |  |  |  | 0
D01343 | 제 5호표 태양광 발전시스템(인버터)20kVA 이하 | 제 5호표 태양광 발전시스템(인버터) ＊ 차세대 범용 인버터 iS7 | 20kVA 이하 ＊ SV0185iS7-4NOFD, 400V(리액터,필터 내장), 18.5㎾ | 대 |  | 2976000 | 0 | 779688 | 0 |  |  |  |  | 0
D01344 | 제 6호표 태양광 발전시스템(인버터)30kVA 이하 | 제 6호표 태양광 발전시스템(인버터) ＊ 차세대 범용 인버터 iS7 | 30kVA 이하 ＊ SV0220iS7-4NOFD, 400V(리액터,필터 내장), 22㎾ | 대 |  | 3258000 | 0 | 909636 | 0 |  |  |  |  | 0
D01345 | 제 7호표 태양광 발전시스템(인버터)50kVA 이하 | 제 7호표 태양광 발전시스템(인버터) ＊ 차세대 범용 인버터 iS7 | 50kVA 이하 ＊ SV0300iS7-4SOD, 400V(리액터 내장), 30㎾ | 대 |  | 3782000 | 0 | 1039584 | 0 |  |  |  |  | 0
D01346 | 제 7호표 태양광 발전시스템(인버터)50kVA 이하 | 제 7호표 태양광 발전시스템(인버터) ＊ 차세대 범용 인버터 iS7 | 50kVA 이하 ＊ SV0370iS7-4SOD, 400V(리액터 내장), 37㎾ | 대 |  | 4727000 | 0 | 1039584 | 0 |  |  |  |  | 0
D01362 | 제 1호표 축전지 설치(밀폐형 100AH 이하)12V 이하 | 제 1호표 축전지 설치(밀폐형 100AH 이하) ＊ 12V 고율 방전용 무보수 완전 밀폐형 축전지 | 12V 이하 ＊ ESP 30-12, 12V 30AH | 조 |  | 184000 | 0 | 1480484 | 0 |  |  |  |  | 0
D01363 | 제 1호표 축전지 설치(밀폐형 100AH 이하)12V 이하 | 제 1호표 축전지 설치(밀폐형 100AH 이하) ＊ 12V 고율 방전용 무보수 완전 밀폐형 축전지 | 12V 이하 ＊ ESP 40-12, 12V 40AH | 조 |  | 208000 | 0 | 1480484 | 0 |  |  |  |  | 0
D01364 | 제 1호표 축전지 설치(밀폐형 100AH 이하)12V 이하 | 제 1호표 축전지 설치(밀폐형 100AH 이하) ＊ 12V 고율 방전용 무보수 완전 밀폐형 축전지 | 12V 이하 ＊ ESP 65-12, 12V 65AH | 조 |  | 325000 | 0 | 1480484 | 0 |  |  |  |  | 0
D01365 | 제 1호표 축전지 설치(밀폐형 200AH 이하)12V 이하 | 제 1호표 축전지 설치(밀폐형 200AH 이하) ＊ 12V 고율 방전용 무보수 완전 밀폐형 축전지 | 12V 이하 ＊ ESP 100-12, 12V 100AH | 조 |  | 525000 | 0 | 1678135 | 0 |  |  |  |  | 0
D01366 | 제 1호표 축전지 설치(밀폐형 200AH 이하)12V 이하 | 제 1호표 축전지 설치(밀폐형 200AH 이하) ＊ 12V 고율 방전용 무보수 완전 밀폐형 축전지 | 12V 이하 ＊ ESP 120-12, 12V 120AH | 조 |  | 657000 | 0 | 1678135 | 0 |  |  |  |  | 0
D01367 | 제 1호표 축전지 설치(밀폐형 200AH 이하)12V 이하 | 제 1호표 축전지 설치(밀폐형 200AH 이하) ＊ 12V 고율 방전용 무보수 완전 밀폐형 축전지 | 12V 이하 ＊ ESP 130-12, 12V 130AH | 조 |  | 719000 | 0 | 1678135 | 0 |  |  |  |  | 0
D01368 | 제 1호표 축전지 설치(밀폐형 200AH 이하)12V 이하 | 제 1호표 축전지 설치(밀폐형 200AH 이하) ＊ 12V 고율 방전용 무보수 완전 밀폐형 축전지 | 12V 이하 ＊ ESP 150-12, 12V 150AH | 조 |  | 784000 | 0 | 1678135 | 0 |  |  |  |  | 0
D01369 | 제 1호표 축전지 설치(밀폐형 200AH 이하)12V 이하 | 제 1호표 축전지 설치(밀폐형 200AH 이하) ＊ 12V 고율 방전용 무보수 완전 밀폐형 축전지 | 12V 이하 ＊ ESP 200-12, 12V 200AH | 조 |  | 942000 | 0 | 1678135 | 0 |  |  |  |  | 0
D00278 | 제 2호표 케이블 트레이 및 랙 설치(철제)30,000 ㎟ 이하 | 제 2호표 케이블 트레이 및 랙 설치(철제) ＊ LADDER TRAY(사다리형)2.3T R.S.200㎜ | 30,000 ㎟ 이하 ＊ STRAIGHT, W150×100H | m |  | 22600 | 0 | 62092 | 0 |  |  |  |  | 0
D00279 | 제 2호표 케이블 트레이 및 랙 설치(철제)30,000 ㎟ 이하 | 제 2호표 케이블 트레이 및 랙 설치(철제) ＊ LADDER TRAY(사다리형)2.3T R.S.200㎜ | 30,000 ㎟ 이하 ＊ STRAIGHT, W200×100H | m |  | 23700 | 0 | 62092 | 0 |  |  |  |  | 0
D00280 | 제 2호표 케이블 트레이 및 랙 설치(철제)30,000 ㎟ 이하 | 제 2호표 케이블 트레이 및 랙 설치(철제) ＊ LADDER TRAY(사다리형)2.3T R.S.200㎜ | 30,000 ㎟ 이하 ＊ STRAIGHT, W300×100H | m |  | 25600 | 0 | 62092 | 0 |  |  |  |  | 0
D00281 | 제 3호표 케이블 트레이 및 랙 설치(철제)50,000 ㎟ 이하 | 제 3호표 케이블 트레이 및 랙 설치(철제) ＊ LADDER TRAY(사다리형)2.3T R.S.200㎜ | 50,000 ㎟ 이하 ＊ STRAIGHT, W400×100H | m |  | 27500 | 0 | 80990 | 0 |  |  |  |  | 0
D00283 | 제 4호표 케이블 트레이 및 랙 설치(철제)60,000 ㎟ 이하 | 제 4호표 케이블 트레이 및 랙 설치(철제) ＊ LADDER TRAY(사다리형)2.3T R.S.200㎜ | 60,000 ㎟ 이하 ＊ STRAIGHT, W600×100H | m |  | 31500 | 0 | 97188 | 0 |  |  |  |  | 0
D00284 | 제 5호표 케이블 트레이 및 랙 설치(철제)80,000 ㎟ 이하 | 제 5호표 케이블 트레이 및 랙 설치(철제) ＊ LADDER TRAY(사다리형)2.3T R.S.200㎜ | 80,000 ㎟ 이하 ＊ STRAIGHT, W700×100H | m |  | 33500 | 0 | 129584 | 0 |  |  |  |  | 0
D00285 | 제 5호표 케이블 트레이 및 랙 설치(철제)80,000 ㎟ 이하 | 제 5호표 케이블 트레이 및 랙 설치(철제) ＊ LADDER TRAY(사다리형)2.3T R.S.200㎜ | 80,000 ㎟ 이하 ＊ STRAIGHT, W800×100H | m |  | 35400 | 0 | 129584 | 0 |  |  |  |  | 0
D00286 | 제 6호표 케이블 트레이 및 랙 설치(철제)90,000 ㎟ 이하 | 제 6호표 케이블 트레이 및 랙 설치(철제) ＊ LADDER TRAY(사다리형)2.3T R.S.200㎜ | 90,000 ㎟ 이하 ＊ STRAIGHT, W900×100H | m |  | 37400 | 0 | 145782 | 0 |  |  |  |  | 0
D00288 | 제 7호표 케이블 트레이 및 랙 설치(철제)120,000 ㎟ 이하 | 제 7호표 케이블 트레이 및 랙 설치(철제) ＊ LADDER TRAY(사다리형)2.3T R.S.200㎜ | 120,000 ㎟ 이하 ＊ STRAIGHT, W1200×100H | m |  | 43300 | 0 | 194376 | 0 |  |  |  |  | 0
D00289 | 제 2호표 케이블 트레이 및 랙 설치(철제)30,000 ㎟ 이하 | 제 2호표 케이블 트레이 및 랙 설치(철제) ＊ LADDER TRAY(사다리형)2.3T R.S.200㎜ | 30,000 ㎟ 이하 ＊ H/ELBOW, W150×100H | m |  | 30000 | 0 | 62092 | 0 |  |  |  |  | 0
D00290 | 제 2호표 케이블 트레이 및 랙 설치(철제)30,000 ㎟ 이하 | 제 2호표 케이블 트레이 및 랙 설치(철제) ＊ LADDER TRAY(사다리형)2.3T R.S.200㎜ | 30,000 ㎟ 이하 ＊ H/ELBOW, W200×100H | m |  | 32000 | 0 | 62092 | 0 |  |  |  |  | 0
D00291 | 제 2호표 케이블 트레이 및 랙 설치(철제)30,000 ㎟ 이하 | 제 2호표 케이블 트레이 및 랙 설치(철제) ＊ LADDER TRAY(사다리형)2.3T R.S.200㎜ | 30,000 ㎟ 이하 ＊ H/ELBOW, W300×100H | m |  | 38100 | 0 | 62092 | 0 |  |  |  |  | 0
D00292 | 제 3호표 케이블 트레이 및 랙 설치(철제)50,000 ㎟ 이하 | 제 3호표 케이블 트레이 및 랙 설치(철제) ＊ LADDER TRAY(사다리형)2.3T R.S.200㎜ | 50,000 ㎟ 이하 ＊ H/ELBOW, W400×100H | m |  | 41300 | 0 | 80990 | 0 |  |  |  |  | 0
D00293 | 제 3호표 케이블 트레이 및 랙 설치(철제)50,000 ㎟ 이하 | 제 3호표 케이블 트레이 및 랙 설치(철제) ＊ LADDER TRAY(사다리형)2.3T R.S.200㎜ | 50,000 ㎟ 이하 ＊ H/ELBOW, W500×100H | m |  | 44200 | 0 | 80990 | 0 |  |  |  |  | 0
D00294 | 제 4호표 케이블 트레이 및 랙 설치(철제)60,000 ㎟ 이하 | 제 4호표 케이블 트레이 및 랙 설치(철제) ＊ LADDER TRAY(사다리형)2.3T R.S.200㎜ | 60,000 ㎟ 이하 ＊ H/ELBOW, W600×100H | m |  | 56700 | 0 | 97188 | 0 |  |  |  |  | 0
D00295 | 제 5호표 케이블 트레이 및 랙 설치(철제)80,000 ㎟ 이하 | 제 5호표 케이블 트레이 및 랙 설치(철제) ＊ LADDER TRAY(사다리형)2.3T R.S.200㎜ | 80,000 ㎟ 이하 ＊ H/ELBOW, W700×100H | m |  | 63500 | 0 | 129584 | 0 |  |  |  |  | 0
D00296 | 제 5호표 케이블 트레이 및 랙 설치(철제)80,000 ㎟ 이하 | 제 5호표 케이블 트레이 및 랙 설치(철제) ＊ LADDER TRAY(사다리형)2.3T R.S.200㎜ | 80,000 ㎟ 이하 ＊ H/ELBOW, W800×100H | m |  | 69300 | 0 | 129584 | 0 |  |  |  |  | 0
D00297 | 제 6호표 케이블 트레이 및 랙 설치(철제)90,000 ㎟ 이하 | 제 6호표 케이블 트레이 및 랙 설치(철제) ＊ LADDER TRAY(사다리형)2.3T R.S.200㎜ | 90,000 ㎟ 이하 ＊ H/ELBOW, W900×100H | m |  | 75100 | 0 | 145782 | 0 |  |  |  |  | 0
D00298 | 제 7호표 케이블 트레이 및 랙 설치(철제)120,000 ㎟ 이하 | 제 7호표 케이블 트레이 및 랙 설치(철제) ＊ LADDER TRAY(사다리형)2.3T R.S.200㎜ | 120,000 ㎟ 이하 ＊ H/ELBOW, W1000×100H | m |  | 80800 | 0 | 194376 | 0 |  |  |  |  | 0
D00299 | 제 7호표 케이블 트레이 및 랙 설치(철제)120,000 ㎟ 이하 | 제 7호표 케이블 트레이 및 랙 설치(철제) ＊ LADDER TRAY(사다리형)2.3T R.S.200㎜ | 120,000 ㎟ 이하 ＊ H/ELBOW, W1200×100H | m |  | 95300 | 0 | 194376 | 0 |  |  |  |  | 0
D00300 | 제 2호표 케이블 트레이 및 랙 설치(철제)30,000 ㎟ 이하 | 제 2호표 케이블 트레이 및 랙 설치(철제) ＊ LADDER TRAY(사다리형)2.3T R.S.200㎜ | 30,000 ㎟ 이하 ＊ V/ELBOW, W150×100H | m |  | 37200 | 0 | 62092 | 0 |  |  |  |  | 0
D00301 | 제 2호표 케이블 트레이 및 랙 설치(철제)30,000 ㎟ 이하 | 제 2호표 케이블 트레이 및 랙 설치(철제) ＊ LADDER TRAY(사다리형)2.3T R.S.200㎜ | 30,000 ㎟ 이하 ＊ V/ELBOW, W200×100H | m |  | 38400 | 0 | 62092 | 0 |  |  |  |  | 0
D00302 | 제 2호표 케이블 트레이 및 랙 설치(철제)30,000 ㎟ 이하 | 제 2호표 케이블 트레이 및 랙 설치(철제) ＊ LADDER TRAY(사다리형)2.3T R.S.200㎜ | 30,000 ㎟ 이하 ＊ V/ELBOW, W300×100H | m |  | 41000 | 0 | 62092 | 0 |  |  |  |  | 0
D00303 | 제 3호표 케이블 트레이 및 랙 설치(철제)50,000 ㎟ 이하 | 제 3호표 케이블 트레이 및 랙 설치(철제) ＊ LADDER TRAY(사다리형)2.3T R.S.200㎜ | 50,000 ㎟ 이하 ＊ V/ELBOW, W400×100H | m |  | 43900 | 0 | 80990 | 0 |  |  |  |  | 0
D00304 | 제 3호표 케이블 트레이 및 랙 설치(철제)50,000 ㎟ 이하 | 제 3호표 케이블 트레이 및 랙 설치(철제) ＊ LADDER TRAY(사다리형)2.3T R.S.200㎜ | 50,000 ㎟ 이하 ＊ V/ELBOW, W500×100H | m |  | 46800 | 0 | 80990 | 0 |  |  |  |  | 0
D00305 | 제 4호표 케이블 트레이 및 랙 설치(철제)60,000 ㎟ 이하 | 제 4호표 케이블 트레이 및 랙 설치(철제) ＊ LADDER TRAY(사다리형)2.3T R.S.200㎜ | 60,000 ㎟ 이하 ＊ V/ELBOW, W600×100H | m |  | 49400 | 0 | 97188 | 0 |  |  |  |  | 0
D00307 | 제 5호표 케이블 트레이 및 랙 설치(철제)80,000 ㎟ 이하 | 제 5호표 케이블 트레이 및 랙 설치(철제) ＊ LADDER TRAY(사다리형)2.3T R.S.200㎜ | 80,000 ㎟ 이하 ＊ V/ELBOW, W800×100H | m |  | 54800 | 0 | 129584 | 0 |  |  |  |  | 0
D00308 | 제 6호표 케이블 트레이 및 랙 설치(철제)90,000 ㎟ 이하 | 제 6호표 케이블 트레이 및 랙 설치(철제) ＊ LADDER TRAY(사다리형)2.3T R.S.200㎜ | 90,000 ㎟ 이하 ＊ V/ELBOW, W900×100H | m |  | 57500 | 0 | 145782 | 0 |  |  |  |  | 0
D00309 | 제 7호표 케이블 트레이 및 랙 설치(철제)120,000 ㎟ 이하 | 제 7호표 케이블 트레이 및 랙 설치(철제) ＊ LADDER TRAY(사다리형)2.3T R.S.200㎜ | 120,000 ㎟ 이하 ＊ V/ELBOW, W1000×100H | m |  | 60400 | 0 | 194376 | 0 |  |  |  |  | 0
D00310 | 제 7호표 케이블 트레이 및 랙 설치(철제)120,000 ㎟ 이하 | 제 7호표 케이블 트레이 및 랙 설치(철제) ＊ LADDER TRAY(사다리형)2.3T R.S.200㎜ | 120,000 ㎟ 이하 ＊ V/ELBOW, W1200×100H | m |  | 65700 | 0 | 194376 | 0 |  |  |  |  | 0
D00312 | 제 2호표 케이블 트레이 및 랙 설치(철제)30,000 ㎟ 이하 | 제 2호표 케이블 트레이 및 랙 설치(철제) ＊ LADDER TRAY(사다리형)2.3T R.S.200㎜ | 30,000 ㎟ 이하 ＊ H/TEE, W200×100H | m |  | 48200 | 0 | 62092 | 0 |  |  |  |  | 0
D00313 | 제 2호표 케이블 트레이 및 랙 설치(철제)30,000 ㎟ 이하 | 제 2호표 케이블 트레이 및 랙 설치(철제) ＊ LADDER TRAY(사다리형)2.3T R.S.200㎜ | 30,000 ㎟ 이하 ＊ H/TEE, W300×100H | m |  | 54000 | 0 | 62092 | 0 |  |  |  |  | 0
D00314 | 제 3호표 케이블 트레이 및 랙 설치(철제)50,000 ㎟ 이하 | 제 3호표 케이블 트레이 및 랙 설치(철제) ＊ LADDER TRAY(사다리형)2.3T R.S.200㎜ | 50,000 ㎟ 이하 ＊ H/TEE, W400×100H | m |  | 62400 | 0 | 80990 | 0 |  |  |  |  | 0
D00316 | 제 4호표 케이블 트레이 및 랙 설치(철제)60,000 ㎟ 이하 | 제 4호표 케이블 트레이 및 랙 설치(철제) ＊ LADDER TRAY(사다리형)2.3T R.S.200㎜ | 60,000 ㎟ 이하 ＊ H/TEE, W600×100H | m |  | 73300 | 0 | 97188 | 0 |  |  |  |  | 0
D00317 | 제 5호표 케이블 트레이 및 랙 설치(철제)80,000 ㎟ 이하 | 제 5호표 케이블 트레이 및 랙 설치(철제) ＊ LADDER TRAY(사다리형)2.3T R.S.200㎜ | 80,000 ㎟ 이하 ＊ H/TEE, W700×100H | m |  | 80000 | 0 | 129584 | 0 |  |  |  |  | 0
D00318 | 제 5호표 케이블 트레이 및 랙 설치(철제)80,000 ㎟ 이하 | 제 5호표 케이블 트레이 및 랙 설치(철제) ＊ LADDER TRAY(사다리형)2.3T R.S.200㎜ | 80,000 ㎟ 이하 ＊ H/TEE, W800×100H | m |  | 90700 | 0 | 129584 | 0 |  |  |  |  | 0
D00319 | 제 6호표 케이블 트레이 및 랙 설치(철제)90,000 ㎟ 이하 | 제 6호표 케이블 트레이 및 랙 설치(철제) ＊ LADDER TRAY(사다리형)2.3T R.S.200㎜ | 90,000 ㎟ 이하 ＊ H/TEE, W900×100H | m |  | 103000 | 0 | 145782 | 0 |  |  |  |  | 0
D00320 | 제 7호표 케이블 트레이 및 랙 설치(철제)120,000 ㎟ 이하 | 제 7호표 케이블 트레이 및 랙 설치(철제) ＊ LADDER TRAY(사다리형)2.3T R.S.200㎜ | 120,000 ㎟ 이하 ＊ H/TEE, W1000×100H | m |  | 115000 | 0 | 194376 | 0 |  |  |  |  | 0
D00321 | 제 7호표 케이블 트레이 및 랙 설치(철제)120,000 ㎟ 이하 | 제 7호표 케이블 트레이 및 랙 설치(철제) ＊ LADDER TRAY(사다리형)2.3T R.S.200㎜ | 120,000 ㎟ 이하 ＊ H/TEE, W1200×100H | m |  | 123000 | 0 | 194376 | 0 |  |  |  |  | 0
D00322 | 제 2호표 케이블 트레이 및 랙 설치(철제)30,000 ㎟ 이하 | 제 2호표 케이블 트레이 및 랙 설치(철제) ＊ LADDER TRAY(사다리형)2.3T R.S.200㎜ | 30,000 ㎟ 이하 ＊ V/TEE, W150×100H | m |  | 62000 | 0 | 62092 | 0 |  |  |  |  | 0
D00323 | 제 2호표 케이블 트레이 및 랙 설치(철제)30,000 ㎟ 이하 | 제 2호표 케이블 트레이 및 랙 설치(철제) ＊ LADDER TRAY(사다리형)2.3T R.S.200㎜ | 30,000 ㎟ 이하 ＊ V/TEE, W200×100H | m |  | 63700 | 0 | 62092 | 0 |  |  |  |  | 0
D00324 | 제 2호표 케이블 트레이 및 랙 설치(철제)30,000 ㎟ 이하 | 제 2호표 케이블 트레이 및 랙 설치(철제) ＊ LADDER TRAY(사다리형)2.3T R.S.200㎜ | 30,000 ㎟ 이하 ＊ V/TEE, W300×100H | m |  | 67200 | 0 | 62092 | 0 |  |  |  |  | 0
D00325 | 제 3호표 케이블 트레이 및 랙 설치(철제)50,000 ㎟ 이하 | 제 3호표 케이블 트레이 및 랙 설치(철제) ＊ LADDER TRAY(사다리형)2.3T R.S.200㎜ | 50,000 ㎟ 이하 ＊ V/TEE, W400×100H | m |  | 70700 | 0 | 80990 | 0 |  |  |  |  | 0
D00326 | 제 3호표 케이블 트레이 및 랙 설치(철제)50,000 ㎟ 이하 | 제 3호표 케이블 트레이 및 랙 설치(철제) ＊ LADDER TRAY(사다리형)2.3T R.S.200㎜ | 50,000 ㎟ 이하 ＊ V/TEE, W500×100H | m |  | 74100 | 0 | 80990 | 0 |  |  |  |  | 0
D00327 | 제 4호표 케이블 트레이 및 랙 설치(철제)60,000 ㎟ 이하 | 제 4호표 케이블 트레이 및 랙 설치(철제) ＊ LADDER TRAY(사다리형)2.3T R.S.200㎜ | 60,000 ㎟ 이하 ＊ V/TEE, W600×100H | m |  | 77900 | 0 | 97188 | 0 |  |  |  |  | 0
D00328 | 제 5호표 케이블 트레이 및 랙 설치(철제)80,000 ㎟ 이하 | 제 5호표 케이블 트레이 및 랙 설치(철제) ＊ LADDER TRAY(사다리형)2.3T R.S.200㎜ | 80,000 ㎟ 이하 ＊ V/TEE, W700×100H | m |  | 81100 | 0 | 129584 | 0 |  |  |  |  | 0
D00329 | 제 5호표 케이블 트레이 및 랙 설치(철제)80,000 ㎟ 이하 | 제 5호표 케이블 트레이 및 랙 설치(철제) ＊ LADDER TRAY(사다리형)2.3T R.S.200㎜ | 80,000 ㎟ 이하 ＊ V/TEE, W800×100H | m |  | 84500 | 0 | 129584 | 0 |  |  |  |  | 0
D00331 | 제 7호표 케이블 트레이 및 랙 설치(철제)120,000 ㎟ 이하 | 제 7호표 케이블 트레이 및 랙 설치(철제) ＊ LADDER TRAY(사다리형)2.3T R.S.200㎜ | 120,000 ㎟ 이하 ＊ V/TEE, W1000×100H | m |  | 91800 | 0 | 194376 | 0 |  |  |  |  | 0
D00332 | 제 7호표 케이블 트레이 및 랙 설치(철제)120,000 ㎟ 이하 | 제 7호표 케이블 트레이 및 랙 설치(철제) ＊ LADDER TRAY(사다리형)2.3T R.S.200㎜ | 120,000 ㎟ 이하 ＊ V/TEE, W1200×100H | m |  | 98800 | 0 | 194376 | 0 |  |  |  |  | 0
D00333 | 제 2호표 케이블 트레이 및 랙 설치(철제)30,000 ㎟ 이하 | 제 2호표 케이블 트레이 및 랙 설치(철제) ＊ LADDER TRAY(사다리형)2.3T R.S.200㎜ | 30,000 ㎟ 이하 ＊ H/CROSS, W150×100H | m |  | 54800 | 0 | 62092 | 0 |  |  |  |  | 0
D00334 | 제 2호표 케이블 트레이 및 랙 설치(철제)30,000 ㎟ 이하 | 제 2호표 케이블 트레이 및 랙 설치(철제) ＊ LADDER TRAY(사다리형)2.3T R.S.200㎜ | 30,000 ㎟ 이하 ＊ H/CROSS, W200×100H | m |  | 57700 | 0 | 62092 | 0 |  |  |  |  | 0
D00336 | 제 3호표 케이블 트레이 및 랙 설치(철제)50,000 ㎟ 이하 | 제 3호표 케이블 트레이 및 랙 설치(철제) ＊ LADDER TRAY(사다리형)2.3T R.S.200㎜ | 50,000 ㎟ 이하 ＊ H/CROSS, W400×100H | m |  | 72100 | 0 | 80990 | 0 |  |  |  |  | 0
D00337 | 제 3호표 케이블 트레이 및 랙 설치(철제)50,000 ㎟ 이하 | 제 3호표 케이블 트레이 및 랙 설치(철제) ＊ LADDER TRAY(사다리형)2.3T R.S.200㎜ | 50,000 ㎟ 이하 ＊ H/CROSS, W500×100H | m |  | 78500 | 0 | 80990 | 0 |  |  |  |  | 0
D00338 | 제 4호표 케이블 트레이 및 랙 설치(철제)60,000 ㎟ 이하 | 제 4호표 케이블 트레이 및 랙 설치(철제) ＊ LADDER TRAY(사다리형)2.3T R.S.200㎜ | 60,000 ㎟ 이하 ＊ H/CROSS, W600×100H | m |  | 86900 | 0 | 97188 | 0 |  |  |  |  | 0
D00340 | 제 5호표 케이블 트레이 및 랙 설치(철제)80,000 ㎟ 이하 | 제 5호표 케이블 트레이 및 랙 설치(철제) ＊ LADDER TRAY(사다리형)2.3T R.S.200㎜ | 80,000 ㎟ 이하 ＊ H/CROSS, W800×100H | m |  | 106000 | 0 | 129584 | 0 |  |  |  |  | 0
D00341 | 제 6호표 케이블 트레이 및 랙 설치(철제)90,000 ㎟ 이하 | 제 6호표 케이블 트레이 및 랙 설치(철제) ＊ LADDER TRAY(사다리형)2.3T R.S.200㎜ | 90,000 ㎟ 이하 ＊ H/CROSS, W900×100H | m |  | 120000 | 0 | 145782 | 0 |  |  |  |  | 0
D00342 | 제 7호표 케이블 트레이 및 랙 설치(철제)120,000 ㎟ 이하 | 제 7호표 케이블 트레이 및 랙 설치(철제) ＊ LADDER TRAY(사다리형)2.3T R.S.200㎜ | 120,000 ㎟ 이하 ＊ H/CROSS, W1000×100H | m |  | 134000 | 0 | 194376 | 0 |  |  |  |  | 0
D00343 | 제 7호표 케이블 트레이 및 랙 설치(철제)120,000 ㎟ 이하 | 제 7호표 케이블 트레이 및 랙 설치(철제) ＊ LADDER TRAY(사다리형)2.3T R.S.200㎜ | 120,000 ㎟ 이하 ＊ H/CROSS, W1200×100H | m |  | 152000 | 0 | 194376 | 0 |  |  |  |  | 0
D00344 | 제 2호표 케이블 트레이 및 랙 설치(철제)30,000 ㎟ 이하 | 제 2호표 케이블 트레이 및 랙 설치(철제) ＊ LADDER TRAY(사다리형)2.3T R.S.200㎜ | 30,000 ㎟ 이하 ＊ REDUCER, W150×100H | m |  | 23700 | 0 | 62092 | 0 |  |  |  |  | 0
D00345 | 제 2호표 케이블 트레이 및 랙 설치(철제)30,000 ㎟ 이하 | 제 2호표 케이블 트레이 및 랙 설치(철제) ＊ LADDER TRAY(사다리형)2.3T R.S.200㎜ | 30,000 ㎟ 이하 ＊ REDUCER, W200×100H | m |  | 24900 | 0 | 62092 | 0 |  |  |  |  | 0
D00346 | 제 2호표 케이블 트레이 및 랙 설치(철제)30,000 ㎟ 이하 | 제 2호표 케이블 트레이 및 랙 설치(철제) ＊ LADDER TRAY(사다리형)2.3T R.S.200㎜ | 30,000 ㎟ 이하 ＊ REDUCER, W300×100H | m |  | 26800 | 0 | 62092 | 0 |  |  |  |  | 0
D00347 | 제 3호표 케이블 트레이 및 랙 설치(철제)50,000 ㎟ 이하 | 제 3호표 케이블 트레이 및 랙 설치(철제) ＊ LADDER TRAY(사다리형)2.3T R.S.200㎜ | 50,000 ㎟ 이하 ＊ REDUCER, W400×100H | m |  | 28900 | 0 | 80990 | 0 |  |  |  |  | 0
D00348 | 제 3호표 케이블 트레이 및 랙 설치(철제)50,000 ㎟ 이하 | 제 3호표 케이블 트레이 및 랙 설치(철제) ＊ LADDER TRAY(사다리형)2.3T R.S.200㎜ | 50,000 ㎟ 이하 ＊ REDUCER, W500×100H | m |  | 30900 | 0 | 80990 | 0 |  |  |  |  | 0
D00349 | 제 4호표 케이블 트레이 및 랙 설치(철제)60,000 ㎟ 이하 | 제 4호표 케이블 트레이 및 랙 설치(철제) ＊ LADDER TRAY(사다리형)2.3T R.S.200㎜ | 60,000 ㎟ 이하 ＊ REDUCER, W600×100H | m |  | 33000 | 0 | 97188 | 0 |  |  |  |  | 0
D00350 | 제 5호표 케이블 트레이 및 랙 설치(철제)80,000 ㎟ 이하 | 제 5호표 케이블 트레이 및 랙 설치(철제) ＊ LADDER TRAY(사다리형)2.3T R.S.200㎜ | 80,000 ㎟ 이하 ＊ REDUCER, W700×100H | m |  | 35100 | 0 | 129584 | 0 |  |  |  |  | 0
D00351 | 제 5호표 케이블 트레이 및 랙 설치(철제)80,000 ㎟ 이하 | 제 5호표 케이블 트레이 및 랙 설치(철제) ＊ LADDER TRAY(사다리형)2.3T R.S.200㎜ | 80,000 ㎟ 이하 ＊ REDUCER, W800×100H | m |  | 37200 | 0 | 129584 | 0 |  |  |  |  | 0
D00353 | 제 7호표 케이블 트레이 및 랙 설치(철제)120,000 ㎟ 이하 | 제 7호표 케이블 트레이 및 랙 설치(철제) ＊ LADDER TRAY(사다리형)2.3T R.S.200㎜ | 120,000 ㎟ 이하 ＊ REDUCER, W1000×100H | m |  | 41300 | 0 | 194376 | 0 |  |  |  |  | 0
D00354 | 제 7호표 케이블 트레이 및 랙 설치(철제)120,000 ㎟ 이하 | 제 7호표 케이블 트레이 및 랙 설치(철제) ＊ LADDER TRAY(사다리형)2.3T R.S.200㎜ | 120,000 ㎟ 이하 ＊ REDUCER, W1200×100H | m |  | 45500 | 0 | 194376 | 0 |  |  |  |  | 0
D00282 | 제 3호표 케이블 트레이 및 랙 설치(철제)50,000 ㎟ 이하 | 제 3호표 케이블 트레이 및 랙 설치(철제) ＊ LADDER TRAY(사다리형)2.3T R.S.200㎜ | 50,000 ㎟ 이하 ＊ STRAIGHT, W500×100H | m |  | 29500 | 0 | 80990 | 0 |  |  |  |  | 0
D00287 | 제 7호표 케이블 트레이 및 랙 설치(철제)120,000 ㎟ 이하 | 제 7호표 케이블 트레이 및 랙 설치(철제) ＊ LADDER TRAY(사다리형)2.3T R.S.200㎜ | 120,000 ㎟ 이하 ＊ STRAIGHT, W1000×100H | m |  | 39400 | 0 | 194376 | 0 |  |  |  |  | 0
D00291 | 제 2호표 케이블 트레이 및 랙 설치(철제)30,000 ㎟ 이하 | 제 2호표 케이블 트레이 및 랙 설치(철제) ＊ LADDER TRAY(사다리형)2.3T R.S.200㎜ | 30,000 ㎟ 이하 ＊ H/ELBOW, W300×100H | m |  | 38100 | 0 | 62092 | 0 |  |  |  |  | 0
D00306 | 제 5호표 케이블 트레이 및 랙 설치(철제)80,000 ㎟ 이하 | 제 5호표 케이블 트레이 및 랙 설치(철제) ＊ LADDER TRAY(사다리형)2.3T R.S.200㎜ | 80,000 ㎟ 이하 ＊ V/ELBOW, W700×100H | m |  | 52300 | 0 | 129584 | 0 |  |  |  |  | 0
D00311 | 제 2호표 케이블 트레이 및 랙 설치(철제)30,000 ㎟ 이하 | 제 2호표 케이블 트레이 및 랙 설치(철제) ＊ LADDER TRAY(사다리형)2.3T R.S.200㎜ | 30,000 ㎟ 이하 ＊ H/TEE, W150×100H | m |  | 45100 | 0 | 62092 | 0 |  |  |  |  | 0
D00315 | 제 3호표 케이블 트레이 및 랙 설치(철제)50,000 ㎟ 이하 | 제 3호표 케이블 트레이 및 랙 설치(철제) ＊ LADDER TRAY(사다리형)2.3T R.S.200㎜ | 50,000 ㎟ 이하 ＊ H/TEE, W500×100H | m |  | 69000 | 0 | 80990 | 0 |  |  |  |  | 0
D00330 | 제 6호표 케이블 트레이 및 랙 설치(철제)90,000 ㎟ 이하 | 제 6호표 케이블 트레이 및 랙 설치(철제) ＊ LADDER TRAY(사다리형)2.3T R.S.200㎜ | 90,000 ㎟ 이하 ＊ V/TEE, W900×100H | m |  | 88300 | 0 | 145782 | 0 |  |  |  |  | 0
D00335 | 제 2호표 케이블 트레이 및 랙 설치(철제)30,000 ㎟ 이하 | 제 2호표 케이블 트레이 및 랙 설치(철제) ＊ LADDER TRAY(사다리형)2.3T R.S.200㎜ | 30,000 ㎟ 이하 ＊ H/CROSS, W300×100H | m |  | 63800 | 0 | 62092 | 0 |  |  |  |  | 0
D00339 | 제 5호표 케이블 트레이 및 랙 설치(철제)80,000 ㎟ 이하 | 제 5호표 케이블 트레이 및 랙 설치(철제) ＊ LADDER TRAY(사다리형)2.3T R.S.200㎜ | 80,000 ㎟ 이하 ＊ H/CROSS, W700×100H | m |  | 94400 | 0 | 129584 | 0 |  |  |  |  | 0
D00352 | 제 6호표 케이블 트레이 및 랙 설치(철제)90,000 ㎟ 이하 | 제 6호표 케이블 트레이 및 랙 설치(철제) ＊ LADDER TRAY(사다리형)2.3T R.S.200㎜ | 90,000 ㎟ 이하 ＊ REDUCER, W900×100H | m |  | 39300 | 0 | 145782 | 0 |  |  |  |  | 0
D00224 | 제 3호표 금속 덕트 설치(단면적)100X 100㎜ 이하(100㎠) | 제 3호표 금속 덕트 설치(단면적) ＊ CABLE DUCT(바닥밀폐형, SOLID BOTTOM TRAY, 2.3T용융도금) | 100X 100㎜ 이하(100㎠) ＊ STRAIGHT, W100×H100 | m |  | 9800 | 0 | 80990 | 0 |  |  |  |  | 0
D00225 | 제 4호표 금속 덕트 설치(단면적)150 X 100㎜ 이하(150㎠) | 제 4호표 금속 덕트 설치(단면적) ＊ CABLE DUCT(바닥밀폐형, SOLID BOTTOM TRAY, 2.3T용융도금) | 150 X 100㎜ 이하(150㎠) ＊ STRAIGHT, W150×H100 | m |  | 10200 | 0 | 107987 | 0 |  |  |  |  | 0
D00227 | 제 6호표 금속 덕트 설치(단면적)300 X 100㎜ 이하(300㎠) | 제 6호표 금속 덕트 설치(단면적) ＊ CABLE DUCT(바닥밀폐형, SOLID BOTTOM TRAY, 2.3T용융도금) | 300 X 100㎜ 이하(300㎠) ＊ STRAIGHT, W300×H100 | m |  | 16200 | 0 | 134984 | 0 |  |  |  |  | 0
D00228 | 제 7호표 금속 덕트 설치(단면적)400 X 150㎜ 이하(600㎠) | 제 7호표 금속 덕트 설치(단면적) ＊ CABLE DUCT(바닥밀폐형, SOLID BOTTOM TRAY, 2.3T용융도금) | 400 X 150㎜ 이하(600㎠) ＊ STRAIGHT, W400×H100 | m |  | 19200 | 0 | 161980 | 0 |  |  |  |  | 0
D00229 | 제 7호표 금속 덕트 설치(단면적)400 X 150㎜ 이하(600㎠) | 제 7호표 금속 덕트 설치(단면적) ＊ CABLE DUCT(바닥밀폐형, SOLID BOTTOM TRAY, 2.3T용융도금) | 400 X 150㎜ 이하(600㎠) ＊ STRAIGHT, W450×H100 | m |  | 22300 | 0 | 161980 | 0 |  |  |  |  | 0
D00230 | 제 7호표 금속 덕트 설치(단면적)400 X 150㎜ 이하(600㎠) | 제 7호표 금속 덕트 설치(단면적) ＊ CABLE DUCT(바닥밀폐형, SOLID BOTTOM TRAY, 2.3T용융도금) | 400 X 150㎜ 이하(600㎠) ＊ STRAIGHT, W500×H100 | m |  | 23900 | 0 | 161980 | 0 |  |  |  |  | 0
D00232 | 제 8호표 금속 덕트 설치(단면적)500 X 200㎜ 이하(1,000㎠) | 제 8호표 금속 덕트 설치(단면적) ＊ CABLE DUCT(바닥밀폐형, SOLID BOTTOM TRAY, 2.3T용융도금) | 500 X 200㎜ 이하(1,000㎠) ＊ STRAIGHT, W700×H100 | m |  | 30300 | 0 | 404952 | 0 |  |  |  |  | 0
D00233 | 제 8호표 금속 덕트 설치(단면적)500 X 200㎜ 이하(1,000㎠) | 제 8호표 금속 덕트 설치(단면적) ＊ CABLE DUCT(바닥밀폐형, SOLID BOTTOM TRAY, 2.3T용융도금) | 500 X 200㎜ 이하(1,000㎠) ＊ STRAIGHT, W800×H100 | m |  | 33500 | 0 | 404952 | 0 |  |  |  |  | 0
D00234 | 제 8호표 금속 덕트 설치(단면적)500 X 200㎜ 이하(1,000㎠) | 제 8호표 금속 덕트 설치(단면적) ＊ CABLE DUCT(바닥밀폐형, SOLID BOTTOM TRAY, 2.3T용융도금) | 500 X 200㎜ 이하(1,000㎠) ＊ STRAIGHT, W900×H100 | m |  | 36800 | 0 | 404952 | 0 |  |  |  |  | 0
D00235 | 제 8호표 금속 덕트 설치(단면적)500 X 200㎜ 이하(1,000㎠) | 제 8호표 금속 덕트 설치(단면적) ＊ CABLE DUCT(바닥밀폐형, SOLID BOTTOM TRAY, 2.3T용융도금) | 500 X 200㎜ 이하(1,000㎠) ＊ STRAIGHT, W1000×H100 | m |  | 40000 | 0 | 404952 | 0 |  |  |  |  | 0
D00236 | 제 3호표 금속 덕트 설치(단면적)100X 100㎜ 이하(100㎠) | 제 3호표 금속 덕트 설치(단면적) ＊ CABLE DUCT(바닥밀폐형, SOLID BOTTOM TRAY, 2.3T용융도금) | 100X 100㎜ 이하(100㎠) ＊ HOR(VER)-ELBOW/C, W100×H100 | m |  | 21000 | 0 | 80990 | 0 |  |  |  |  | 0
D00237 | 제 4호표 금속 덕트 설치(단면적)150 X 100㎜ 이하(150㎠) | 제 4호표 금속 덕트 설치(단면적) ＊ CABLE DUCT(바닥밀폐형, SOLID BOTTOM TRAY, 2.3T용융도금) | 150 X 100㎜ 이하(150㎠) ＊ HOR(VER)-ELBOW/C, W150×H100 | m |  | 25700 | 0 | 107987 | 0 |  |  |  |  | 0
D00238 | 제 5호표 금속 덕트 설치(단면적)200 X 100㎜ 이하(200㎠) | 제 5호표 금속 덕트 설치(단면적) ＊ CABLE DUCT(바닥밀폐형, SOLID BOTTOM TRAY, 2.3T용융도금) | 200 X 100㎜ 이하(200㎠) ＊ HOR(VER)-ELBOW/C, W200×H100 | m |  | 25700 | 0 | 121485 | 0 |  |  |  |  | 0
D00239 | 제 6호표 금속 덕트 설치(단면적)300 X 100㎜ 이하(300㎠) | 제 6호표 금속 덕트 설치(단면적) ＊ CABLE DUCT(바닥밀폐형, SOLID BOTTOM TRAY, 2.3T용융도금) | 300 X 100㎜ 이하(300㎠) ＊ HOR(VER)-ELBOW/C, W300×H100 | m |  | 39000 | 0 | 134984 | 0 |  |  |  |  | 0
D00240 | 제 7호표 금속 덕트 설치(단면적)400 X 150㎜ 이하(600㎠) | 제 7호표 금속 덕트 설치(단면적) ＊ CABLE DUCT(바닥밀폐형, SOLID BOTTOM TRAY, 2.3T용융도금) | 400 X 150㎜ 이하(600㎠) ＊ HOR(VER)-ELBOW/C, W400×H100 | m |  | 47800 | 0 | 161980 | 0 |  |  |  |  | 0
D00241 | 제 7호표 금속 덕트 설치(단면적)400 X 150㎜ 이하(600㎠) | 제 7호표 금속 덕트 설치(단면적) ＊ CABLE DUCT(바닥밀폐형, SOLID BOTTOM TRAY, 2.3T용융도금) | 400 X 150㎜ 이하(600㎠) ＊ HOR(VER)-ELBOW/C, W450×H100 | m |  | 54600 | 0 | 161980 | 0 |  |  |  |  | 0
D00242 | 제 7호표 금속 덕트 설치(단면적)400 X 150㎜ 이하(600㎠) | 제 7호표 금속 덕트 설치(단면적) ＊ CABLE DUCT(바닥밀폐형, SOLID BOTTOM TRAY, 2.3T용융도금) | 400 X 150㎜ 이하(600㎠) ＊ HOR(VER)-ELBOW/C, W500×H100 | m |  | 59100 | 0 | 161980 | 0 |  |  |  |  | 0
D00243 | 제 7호표 금속 덕트 설치(단면적)400 X 150㎜ 이하(600㎠) | 제 7호표 금속 덕트 설치(단면적) ＊ CABLE DUCT(바닥밀폐형, SOLID BOTTOM TRAY, 2.3T용융도금) | 400 X 150㎜ 이하(600㎠) ＊ HOR(VER)-ELBOW/C, W600×H100 | m |  | 68300 | 0 | 161980 | 0 |  |  |  |  | 0
D00244 | 제 8호표 금속 덕트 설치(단면적)500 X 200㎜ 이하(1,000㎠) | 제 8호표 금속 덕트 설치(단면적) ＊ CABLE DUCT(바닥밀폐형, SOLID BOTTOM TRAY, 2.3T용융도금) | 500 X 200㎜ 이하(1,000㎠) ＊ HOR(VER)-ELBOW/C, W700×H100 | m |  | 77500 | 0 | 404952 | 0 |  |  |  |  | 0
D00245 | 제 8호표 금속 덕트 설치(단면적)500 X 200㎜ 이하(1,000㎠) | 제 8호표 금속 덕트 설치(단면적) ＊ CABLE DUCT(바닥밀폐형, SOLID BOTTOM TRAY, 2.3T용융도금) | 500 X 200㎜ 이하(1,000㎠) ＊ HOR(VER)-ELBOW/C, W800×H100 | m |  | 86600 | 0 | 404952 | 0 |  |  |  |  | 0
D00247 | 제 8호표 금속 덕트 설치(단면적)500 X 200㎜ 이하(1,000㎠) | 제 8호표 금속 덕트 설치(단면적) ＊ CABLE DUCT(바닥밀폐형, SOLID BOTTOM TRAY, 2.3T용융도금) | 500 X 200㎜ 이하(1,000㎠) ＊ HOR(VER)-ELBOW/C, W1000×H100 | m |  | 105000 | 0 | 404952 | 0 |  |  |  |  | 0
D00248 | 제 3호표 금속 덕트 설치(단면적)100X 100㎜ 이하(100㎠) | 제 3호표 금속 덕트 설치(단면적) ＊ CABLE DUCT(바닥밀폐형, SOLID BOTTOM TRAY, 2.3T용융도금) | 100X 100㎜ 이하(100㎠) ＊ HOR-TEE/C, W100×H100 | m |  | 35200 | 0 | 80990 | 0 |  |  |  |  | 0
D00249 | 제 4호표 금속 덕트 설치(단면적)150 X 100㎜ 이하(150㎠) | 제 4호표 금속 덕트 설치(단면적) ＊ CABLE DUCT(바닥밀폐형, SOLID BOTTOM TRAY, 2.3T용융도금) | 150 X 100㎜ 이하(150㎠) ＊ HOR-TEE/C, W150×H100 | m |  | 36700 | 0 | 107987 | 0 |  |  |  |  | 0
D00250 | 제 5호표 금속 덕트 설치(단면적)200 X 100㎜ 이하(200㎠) | 제 5호표 금속 덕트 설치(단면적) ＊ CABLE DUCT(바닥밀폐형, SOLID BOTTOM TRAY, 2.3T용융도금) | 200 X 100㎜ 이하(200㎠) ＊ HOR-TEE/C, W200×H100 | m |  | 42100 | 0 | 121485 | 0 |  |  |  |  | 0
D00251 | 제 6호표 금속 덕트 설치(단면적)300 X 100㎜ 이하(300㎠) | 제 6호표 금속 덕트 설치(단면적) ＊ CABLE DUCT(바닥밀폐형, SOLID BOTTOM TRAY, 2.3T용융도금) | 300 X 100㎜ 이하(300㎠) ＊ HOR-TEE/C, W300×H100 | m |  | 58200 | 0 | 134984 | 0 |  |  |  |  | 0
D00252 | 제 7호표 금속 덕트 설치(단면적)400 X 150㎜ 이하(600㎠) | 제 7호표 금속 덕트 설치(단면적) ＊ CABLE DUCT(바닥밀폐형, SOLID BOTTOM TRAY, 2.3T용융도금) | 400 X 150㎜ 이하(600㎠) ＊ HOR-TEE/C, W400×H100 | m |  | 69000 | 0 | 161980 | 0 |  |  |  |  | 0
D00253 | 제 7호표 금속 덕트 설치(단면적)400 X 150㎜ 이하(600㎠) | 제 7호표 금속 덕트 설치(단면적) ＊ CABLE DUCT(바닥밀폐형, SOLID BOTTOM TRAY, 2.3T용융도금) | 400 X 150㎜ 이하(600㎠) ＊ HOR-TEE/C, W450×H100 | m |  | 80100 | 0 | 161980 | 0 |  |  |  |  | 0
D00254 | 제 7호표 금속 덕트 설치(단면적)400 X 150㎜ 이하(600㎠) | 제 7호표 금속 덕트 설치(단면적) ＊ CABLE DUCT(바닥밀폐형, SOLID BOTTOM TRAY, 2.3T용융도금) | 400 X 150㎜ 이하(600㎠) ＊ HOR-TEE/C, W500×H100 | m |  | 86000 | 0 | 161980 | 0 |  |  |  |  | 0
D00255 | 제 7호표 금속 덕트 설치(단면적)400 X 150㎜ 이하(600㎠) | 제 7호표 금속 덕트 설치(단면적) ＊ CABLE DUCT(바닥밀폐형, SOLID BOTTOM TRAY, 2.3T용융도금) | 400 X 150㎜ 이하(600㎠) ＊ HOR-TEE/C, W600×H100 | m |  | 97600 | 0 | 161980 | 0 |  |  |  |  | 0
D00256 | 제 8호표 금속 덕트 설치(단면적)500 X 200㎜ 이하(1,000㎠) | 제 8호표 금속 덕트 설치(단면적) ＊ CABLE DUCT(바닥밀폐형, SOLID BOTTOM TRAY, 2.3T용융도금) | 500 X 200㎜ 이하(1,000㎠) ＊ HOR-TEE/C, W700×H100 | m |  | 109000 | 0 | 404952 | 0 |  |  |  |  | 0
D00257 | 제 8호표 금속 덕트 설치(단면적)500 X 200㎜ 이하(1,000㎠) | 제 8호표 금속 덕트 설치(단면적) ＊ CABLE DUCT(바닥밀폐형, SOLID BOTTOM TRAY, 2.3T용융도금) | 500 X 200㎜ 이하(1,000㎠) ＊ HOR-TEE/C, W800×H100 | m |  | 121000 | 0 | 404952 | 0 |  |  |  |  | 0
D00258 | 제 8호표 금속 덕트 설치(단면적)500 X 200㎜ 이하(1,000㎠) | 제 8호표 금속 덕트 설치(단면적) ＊ CABLE DUCT(바닥밀폐형, SOLID BOTTOM TRAY, 2.3T용융도금) | 500 X 200㎜ 이하(1,000㎠) ＊ HOR-TEE/C, W900×H100 | m |  | 132000 | 0 | 404952 | 0 |  |  |  |  | 0
D00259 | 제 8호표 금속 덕트 설치(단면적)500 X 200㎜ 이하(1,000㎠) | 제 8호표 금속 덕트 설치(단면적) ＊ CABLE DUCT(바닥밀폐형, SOLID BOTTOM TRAY, 2.3T용융도금) | 500 X 200㎜ 이하(1,000㎠) ＊ HOR-TEE/C, W1000×H100 | m |  | 144000 | 0 | 404952 | 0 |  |  |  |  | 0
D00261 | 제 4호표 금속 덕트 설치(단면적)150 X 100㎜ 이하(150㎠) | 제 4호표 금속 덕트 설치(단면적) ＊ CABLE DUCT(바닥밀폐형, SOLID BOTTOM TRAY, 2.3T용융도금) | 150 X 100㎜ 이하(150㎠) ＊ HOR-CROSS/C, W150×H100 | m |  | 42800 | 0 | 107987 | 0 |  |  |  |  | 0
D00262 | 제 5호표 금속 덕트 설치(단면적)200 X 100㎜ 이하(200㎠) | 제 5호표 금속 덕트 설치(단면적) ＊ CABLE DUCT(바닥밀폐형, SOLID BOTTOM TRAY, 2.3T용융도금) | 200 X 100㎜ 이하(200㎠) ＊ HOR-CROSS/C, W200×H100 | m |  | 42900 | 0 | 121485 | 0 |  |  |  |  | 0
D00263 | 제 6호표 금속 덕트 설치(단면적)300 X 100㎜ 이하(300㎠) | 제 6호표 금속 덕트 설치(단면적) ＊ CABLE DUCT(바닥밀폐형, SOLID BOTTOM TRAY, 2.3T용융도금) | 300 X 100㎜ 이하(300㎠) ＊ HOR-CROSS/C, W300×H100 | m |  | 64900 | 0 | 134984 | 0 |  |  |  |  | 0
D00264 | 제 7호표 금속 덕트 설치(단면적)400 X 150㎜ 이하(600㎠) | 제 7호표 금속 덕트 설치(단면적) ＊ CABLE DUCT(바닥밀폐형, SOLID BOTTOM TRAY, 2.3T용융도금) | 400 X 150㎜ 이하(600㎠) ＊ HOR-CROSS/C, W400×H100 | m |  | 79600 | 0 | 161980 | 0 |  |  |  |  | 0
D00266 | 제 7호표 금속 덕트 설치(단면적)400 X 150㎜ 이하(600㎠) | 제 7호표 금속 덕트 설치(단면적) ＊ CABLE DUCT(바닥밀폐형, SOLID BOTTOM TRAY, 2.3T용융도금) | 400 X 150㎜ 이하(600㎠) ＊ HOR-CROSS/C, W500×H100 | m |  | 98600 | 0 | 161980 | 0 |  |  |  |  | 0
D00267 | 제 7호표 금속 덕트 설치(단면적)400 X 150㎜ 이하(600㎠) | 제 7호표 금속 덕트 설치(단면적) ＊ CABLE DUCT(바닥밀폐형, SOLID BOTTOM TRAY, 2.3T용융도금) | 400 X 150㎜ 이하(600㎠) ＊ HOR-CROSS/C, W600×H100 | m |  | 114000 | 0 | 161980 | 0 |  |  |  |  | 0
D00268 | 제 8호표 금속 덕트 설치(단면적)500 X 200㎜ 이하(1,000㎠) | 제 8호표 금속 덕트 설치(단면적) ＊ CABLE DUCT(바닥밀폐형, SOLID BOTTOM TRAY, 2.3T용융도금) | 500 X 200㎜ 이하(1,000㎠) ＊ HOR-CROSS/C, W700×H100 | m |  | 129000 | 0 | 404952 | 0 |  |  |  |  | 0
D00269 | 제 8호표 금속 덕트 설치(단면적)500 X 200㎜ 이하(1,000㎠) | 제 8호표 금속 덕트 설치(단면적) ＊ CABLE DUCT(바닥밀폐형, SOLID BOTTOM TRAY, 2.3T용융도금) | 500 X 200㎜ 이하(1,000㎠) ＊ HOR-CROSS/C, W800×H100 | m |  | 144000 | 0 | 404952 | 0 |  |  |  |  | 0
D00271 | 제 8호표 금속 덕트 설치(단면적)500 X 200㎜ 이하(1,000㎠) | 제 8호표 금속 덕트 설치(단면적) ＊ CABLE DUCT(바닥밀폐형, SOLID BOTTOM TRAY, 2.3T용융도금) | 500 X 200㎜ 이하(1,000㎠) ＊ HOR-CROSS/C, W1000×H100 | m |  | 175000 | 0 | 404952 | 0 |  |  |  |  | 0
D00226 | 제 5호표 금속 덕트 설치(단면적)200 X 100㎜ 이하(200㎠) | 제 5호표 금속 덕트 설치(단면적) ＊ CABLE DUCT(바닥밀폐형, SOLID BOTTOM TRAY, 2.3T용융도금) | 200 X 100㎜ 이하(200㎠) ＊ STRAIGHT, W200×H100 | m |  | 11700 | 0 | 121485 | 0 |  |  |  |  | 0
D00231 | 제 7호표 금속 덕트 설치(단면적)400 X 150㎜ 이하(600㎠) | 제 7호표 금속 덕트 설치(단면적) ＊ CABLE DUCT(바닥밀폐형, SOLID BOTTOM TRAY, 2.3T용융도금) | 400 X 150㎜ 이하(600㎠) ＊ STRAIGHT, W600×H100 | m |  | 27100 | 0 | 161980 | 0 |  |  |  |  | 0
D00246 | 제 8호표 금속 덕트 설치(단면적)500 X 200㎜ 이하(1,000㎠) | 제 8호표 금속 덕트 설치(단면적) ＊ CABLE DUCT(바닥밀폐형, SOLID BOTTOM TRAY, 2.3T용융도금) | 500 X 200㎜ 이하(1,000㎠) ＊ HOR(VER)-ELBOW/C, W900×H100 | m |  | 95800 | 0 | 404952 | 0 |  |  |  |  | 0
D00260 | 제 3호표 금속 덕트 설치(단면적)100X 100㎜ 이하(100㎠) | 제 3호표 금속 덕트 설치(단면적) ＊ CABLE DUCT(바닥밀폐형, SOLID BOTTOM TRAY, 2.3T용융도금) | 100X 100㎜ 이하(100㎠) ＊ HOR-CROSS/C, W100×H100 | m |  | 35000 | 0 | 80990 | 0 |  |  |  |  | 0
D00265 | 제 7호표 금속 덕트 설치(단면적)400 X 150㎜ 이하(600㎠) | 제 7호표 금속 덕트 설치(단면적) ＊ CABLE DUCT(바닥밀폐형, SOLID BOTTOM TRAY, 2.3T용융도금) | 400 X 150㎜ 이하(600㎠) ＊ HOR-CROSS/C, W450×H100 | m |  | 90900 | 0 | 161980 | 0 |  |  |  |  | 0
D00270 | 제 8호표 금속 덕트 설치(단면적)500 X 200㎜ 이하(1,000㎠) | 제 8호표 금속 덕트 설치(단면적) ＊ CABLE DUCT(바닥밀폐형, SOLID BOTTOM TRAY, 2.3T용융도금) | 500 X 200㎜ 이하(1,000㎠) ＊ HOR-CROSS/C, W900×H100 | m |  | 160000 | 0 | 404952 | 0 |  |  |  |  | 0
D00363 | 제 1호표 레이스웨이 설치(40×40) 1,600 이하 | 제 1호표 레이스웨이 설치 ＊ RACE WAY BODY | (40×40) 1,600 이하 ＊ 40×40, | m |  | 5640 | 0 | 53993 | 0 |  |  |  |  | 0
D00364 | 제 2호표 레이스웨이 설치(70×40) 2,800 이하 | 제 2호표 레이스웨이 설치 ＊ RACE WAY BODY | (70×40) 2,800 이하 ＊ 70×40, | m |  | 6780 | 0 | 80990 | 0 |  |  |  |  | 0
D00365 | 제 3호표 레이스웨이 설치(10×50) 5,500 이하 | 제 3호표 레이스웨이 설치 ＊ RACE WAY BODY | (10×50) 5,500 이하 ＊ 110×50, | m |  | 8980 | 0 | 137684 | 0 |  |  |  |  | 0
D00366 | 제 7호표 박스(Box) 설치연결용 박스 | 제 7호표 박스(Box) 설치 ＊ JOINT BOX | 연결용 박스 ＊ 40×40, | 개 |  | 3380 | 0 | 10798 | 0 |  |  |  |  | 0
D00367 | 제 7호표 박스(Box) 설치연결용 박스 | 제 7호표 박스(Box) 설치 ＊ JOINT BOX | 연결용 박스 ＊ 70×40, | 개 |  | 3560 | 0 | 10798 | 0 |  |  |  |  | 0
D00368 | 제 7호표 박스(Box) 설치연결용 박스 | 제 7호표 박스(Box) 설치 ＊ JOINT BOX | 연결용 박스 ＊ 110×50, | 개 |  | 3380 | 0 | 10798 | 0 |  |  |  |  | 0
D05768 | 제 5호표 금속 몰딩(케이블 2선 포설)레이스웨이(70*40) | 제 5호표 금속 몰딩(케이블 2선 포설) ＊ 칼라(고강도)몰드 | 레이스웨이(70*40) ＊ 5호, 65×22㎜, (포장수:30), 미색,나무,백색 | m |  | 4000 | 0 | 115883 | 0 |  |  |  |  | 0
D05769 | 제 4호표 금속 몰딩(케이블 2선 포설)레이스웨이(40*40) | 제 4호표 금속 몰딩(케이블 2선 포설) ＊ 칼라(고강도)몰드 | 레이스웨이(40*40) ＊ 4호, 51×19㎜, (포장수:50), 미색,나무,백색 | m |  | 3000 | 0 | 79011 | 0 |  |  |  |  | 0
D05772 | 제 5호표 금속 몰딩(케이블 2선 포설)레이스웨이(70*40) | 제 5호표 금속 몰딩(케이블 2선 포설) ＊ 사각몰드 | 레이스웨이(70*40) ＊ 5호, 31.5×14㎜, (포장수:100), 미색/나무/백색/밤색 | m |  | 1400 | 0 | 115883 | 0 |  |  |  |  | 0
D05773 | 제 4호표 금속 몰딩(케이블 2선 포설)레이스웨이(40*40) | 제 4호표 금속 몰딩(케이블 2선 포설) ＊ 사각몰드 | 레이스웨이(40*40) ＊ 4호, 26×13㎜, (포장수:100), 미색/나무/백색 | m |  | 1200 | 0 | 79011 | 0 |  |  |  |  | 0
D00272 | 제 1호표 금속 덕트 설치(단면적)60 X 30㎜ 이하(18㎠) | 제 1호표 금속 덕트 설치(단면적) ＊ AL 덕트(분체도장가능) | 60 X 30㎜ 이하(18㎠) ＊ 50×35㎜, 1M (포장수:30), 3M | m |  | 15000 | 0 | 40495 | 0 |  |  |  |  | 0
D00273 | 제 2호표 금속 덕트 설치(단면적)100 X 50㎜ 이하(50㎠) | 제 2호표 금속 덕트 설치(단면적) ＊ AL 덕트(분체도장가능) | 100 X 50㎜ 이하(50㎠) ＊ 60×60㎜, 1M (포장수:30), 3M | m |  | 20000 | 0 | 53993 | 0 |  |  |  |  | 0
D00274 | 제 2호표 금속 덕트 설치(단면적)100 X 50㎜ 이하(50㎠) | 제 2호표 금속 덕트 설치(단면적) ＊ AL 덕트(분체도장가능) | 100 X 50㎜ 이하(50㎠) ＊ 70×40㎜, 1M (포장수:30), 3M | m |  | 20000 | 0 | 53993 | 0 |  |  |  |  | 0
D00275 | 제 2호표 금속 덕트 설치(단면적)100 X 50㎜ 이하(50㎠) | 제 2호표 금속 덕트 설치(단면적) ＊ AL 덕트(분체도장가능) | 100 X 50㎜ 이하(50㎠) ＊ 100×50㎜, 1M (포장수:20), 3M | m |  | 25000 | 0 | 53993 | 0 |  |  |  |  | 0
D00276 | 제 3호표 금속 덕트 설치(단면적)100X 100㎜ 이하(100㎠) | 제 3호표 금속 덕트 설치(단면적) ＊ AL 덕트(분체도장가능) | 100X 100㎜ 이하(100㎠) ＊ 120×60㎜, 1M (포장수:14), 3M | m |  | 35000 | 0 | 80990 | 0 |  |  |  |  | 0
D00277 | 제 4호표 금속 덕트 설치(단면적)150 X 100㎜ 이하(150㎠) | 제 4호표 금속 덕트 설치(단면적) ＊ AL 덕트(분체도장가능) | 150 X 100㎜ 이하(150㎠) ＊ 150×100㎜, 1M (포장수:10), 3M | m |  | 50000 | 0 | 107987 | 0 |  |  |  |  | 0
D00358 | 제 1호표 PVC 및 금속 몰딩 설치소형 210㎟ 이하 | 제 1호표 PVC 및 금속 몰딩 설치 ＊ 사각몰드 | 소형 210㎟ 이하 ＊ 1호, 15×10.5㎜, (포장수:200), 미색/나무/백색/밤색 | m |  | 700 | 0 | 43194 | 0 |  |  |  |  | 0
D00359 | 제 1호표 PVC 및 금속 몰딩 설치소형 210㎟ 이하 | 제 1호표 PVC 및 금속 몰딩 설치 ＊ 사각몰드 | 소형 210㎟ 이하 ＊ 2호, 19×12㎜, (포장수:200), 미색/나무/백색 | m |  | 800 | 0 | 43194 | 0 |  |  |  |  | 0
D00360 | 제 1호표 PVC 및 금속 몰딩 설치소형 210㎟ 이하 | 제 1호표 PVC 및 금속 몰딩 설치 ＊ 사각몰드 | 소형 210㎟ 이하 ＊ 3호, 22×12㎜, (포장수:100), 미색/나무/백색/밤색 | m |  | 700 | 0 | 43194 | 0 |  |  |  |  | 0
D00361 | 제 1호표 PVC 및 금속 몰딩 설치소형 210㎟ 이하 | 제 1호표 PVC 및 금속 몰딩 설치 ＊ 사각몰드 | 소형 210㎟ 이하 ＊ 4호, 26×13㎜, (포장수:100), 미색/나무/백색 | m |  | 1200 | 0 | 43194 | 0 |  |  |  |  | 0
D00362 | 제 1호표 PVC 및 금속 몰딩 설치소형 210㎟ 이하 | 제 1호표 PVC 및 금속 몰딩 설치 ＊ 사각몰드 | 소형 210㎟ 이하 ＊ 5호, 31.5×14㎜, (포장수:100), 미색/나무/백색/밤색 | m |  | 1400 | 0 | 43194 | 0 |  |  |  |  | 0
D05772 | 제 5호표 금속 몰딩(케이블 2선 포설)레이스웨이(70*40) | 제 5호표 금속 몰딩(케이블 2선 포설) ＊ 사각몰드 | 레이스웨이(70*40) ＊ 5호, 31.5×14㎜, (포장수:100), 미색/나무/백색/밤색 | m |  | 1400 | 0 | 115883 | 0 |  |  |  |  | 0
D05773 | 제 4호표 금속 몰딩(케이블 2선 포설)레이스웨이(40*40) | 제 4호표 금속 몰딩(케이블 2선 포설) ＊ 사각몰드 | 레이스웨이(40*40) ＊ 4호, 26×13㎜, (포장수:100), 미색/나무/백색 | m |  | 1200 | 0 | 79011 | 0 |  |  |  |  | 0
D05775 | 제 2호표 금속 몰딩(케이블 2선 포설)중형 595㎟ 이하 | 제 2호표 금속 몰딩(케이블 2선 포설) ＊ 사각몰드 | 중형 595㎟ 이하 ＊ 2호, 19×12㎜, (포장수:200), 미색/나무/백색 | m |  | 800 | 0 | 47406 | 0 |  |  |  |  | 0
D05774 | 제 3호표 금속 몰딩(케이블 2선 포설)대형 600㎟ 초과 | 제 3호표 금속 몰딩(케이블 2선 포설) ＊ 사각몰드 | 대형 600㎟ 초과 ＊ 3호, 22×12㎜, (포장수:100), 미색/나무/백색/밤색 | m |  | 700 | 0 | 57941 | 0 |  |  |  |  | 0
D05898 | 제 2호표 풀박스(Pull Box) 설치(벽면)250㎜X250㎜X200㎜이하 | 제 2호표 풀박스(Pull Box) 설치(벽면) ＊ 콘트롤BOX | 250㎜X250㎜X200㎜이하 ＊ DS-01, 플라스틱중판, 가로200×세로300×높이180 | 개 |  | 39200 | 0 | 148482 | 0 |  |  |  |  | 0
D05899 | 제 2호표 풀박스(Pull Box) 설치(벽면)250㎜X250㎜X200㎜이하 | 제 2호표 풀박스(Pull Box) 설치(벽면) ＊ 콘트롤BOX | 250㎜X250㎜X200㎜이하 ＊ DS-012, 플라스틱중판, 가로225×세로275×높이120 | 개 |  | 34700 | 0 | 148482 | 0 |  |  |  |  | 0
D05901 | 제 3호표 풀박스(Pull Box) 설치(벽면)400㎜X400㎜X300㎜이하 | 제 3호표 풀박스(Pull Box) 설치(벽면) ＊ 콘트롤BOX | 400㎜X400㎜X300㎜이하 ＊ DS-03, 플라스틱중판, 가로400×세로500×높이200 | 개 |  | 88500 | 0 | 178178 | 0 |  |  |  |  | 0
D00217 | 제 3호표 풀박스(Pull Box) 설치(벽면)400㎜X400㎜X300㎜이하 | 제 3호표 풀박스(Pull Box) 설치(벽면) ＊ 콘트롤BOX | 400㎜X400㎜X300㎜이하 ＊ DS-01, 플라스틱중판, 가로200×세로300×높이180 | 개 |  | 39200 | 0 | 178178 | 0 |  |  |  |  | 0
D00218 | 제 3호표 풀박스(Pull Box) 설치(벽면)400㎜X400㎜X300㎜이하 | 제 3호표 풀박스(Pull Box) 설치(벽면) ＊ 콘트롤BOX | 400㎜X400㎜X300㎜이하 ＊ DS-012, 플라스틱중판, 가로225×세로275×높이120 | 개 |  | 34700 | 0 | 178178 | 0 |  |  |  |  | 0
D00219 | 제 3호표 풀박스(Pull Box) 설치(벽면)400㎜X400㎜X300㎜이하 | 제 3호표 풀박스(Pull Box) 설치(벽면) ＊ 콘트롤BOX | 400㎜X400㎜X300㎜이하 ＊ DS-015, 플라스틱중판, 가로200×세로300×높이150 | 개 |  | 35100 | 0 | 178178 | 0 |  |  |  |  | 0
D00220 | 제 3호표 풀박스(Pull Box) 설치(벽면)400㎜X400㎜X300㎜이하 | 제 3호표 풀박스(Pull Box) 설치(벽면) ＊ 콘트롤BOX | 400㎜X400㎜X300㎜이하 ＊ DS-02, 플라스틱중판, 가로300×세로400×높이180 | 개 |  | 57700 | 0 | 178178 | 0 |  |  |  |  | 0
D00221 | 제 4호표 풀박스(Pull Box) 설치(벽면)700㎜X700㎜X400㎜이하 | 제 4호표 풀박스(Pull Box) 설치(벽면) ＊ 콘트롤BOX | 700㎜X700㎜X400㎜이하 ＊ DS-03, 플라스틱중판, 가로400×세로500×높이200 | 개 |  | 88500 | 0 | 256469 | 0 |  |  |  |  | 0
D05900 | 제 2호표 풀박스(Pull Box) 설치(벽면)250㎜X250㎜X200㎜이하 | 제 2호표 풀박스(Pull Box) 설치(벽면) ＊ 콘트롤BOX | 250㎜X250㎜X200㎜이하 ＊ DS-015, 플라스틱중판, 가로200×세로300×높이150 | 개 |  | 35100 | 0 | 148482 | 0 |  |  |  |  | 0
D00182 | 제 2호표 박스(Box) 설치Outlet Box | 제 2호표 박스(Box) 설치 ＊ 아우트레트박스 | Outlet Box ＊ 8각 O/T Box H44(1½)㎜ | 개 |  | 750 | 0 | 53993 | 0 |  |  |  |  | 0
D00183 | 제 2호표 박스(Box) 설치Outlet Box | 제 2호표 박스(Box) 설치 ＊ 아우트레트박스 | Outlet Box ＊ 8각 O/T Box H54(2)㎜ | 개 |  | 750 | 0 | 53993 | 0 |  |  |  |  | 0
D00195 | 제 1호표 풀박스(Pull Box) 설치(벽면)100㎜X100㎜X100㎜이하 | 제 1호표 풀박스(Pull Box) 설치(벽면) ＊ 풀박스 | 100㎜X100㎜X100㎜이하 ＊ 100×100×50×1.0 | 개 |  | 2690 | 0 | 45894 | 0 |  |  |  |  | 0
D00196 | 제 1호표 풀박스(Pull Box) 설치(벽면)100㎜X100㎜X100㎜이하 | 제 1호표 풀박스(Pull Box) 설치(벽면) ＊ 풀박스 | 100㎜X100㎜X100㎜이하 ＊ 100×100×75×1.0 | 개 |  | 3220 | 0 | 45894 | 0 |  |  |  |  | 0
D00197 | 제 1호표 풀박스(Pull Box) 설치(벽면)100㎜X100㎜X100㎜이하 | 제 1호표 풀박스(Pull Box) 설치(벽면) ＊ 풀박스 | 100㎜X100㎜X100㎜이하 ＊ 100×100×100×1.0 | 개 |  | 3520 | 0 | 45894 | 0 |  |  |  |  | 0
D00199 | 제 2호표 풀박스(Pull Box) 설치(벽면)250㎜X250㎜X200㎜이하 | 제 2호표 풀박스(Pull Box) 설치(벽면) ＊ 풀박스 | 250㎜X250㎜X200㎜이하 ＊ 150×150×150×1.0 | 개 |  | 4110 | 0 | 148482 | 0 |  |  |  |  | 0
D00200 | 제 2호표 풀박스(Pull Box) 설치(벽면)250㎜X250㎜X200㎜이하 | 제 2호표 풀박스(Pull Box) 설치(벽면) ＊ 풀박스 | 250㎜X250㎜X200㎜이하 ＊ 200×200×100×1.0 | 개 |  | 4730 | 0 | 148482 | 0 |  |  |  |  | 0
D00201 | 제 2호표 풀박스(Pull Box) 설치(벽면)250㎜X250㎜X200㎜이하 | 제 2호표 풀박스(Pull Box) 설치(벽면) ＊ 풀박스 | 250㎜X250㎜X200㎜이하 ＊ 200×200×150×1.0 | 개 |  | 5600 | 0 | 148482 | 0 |  |  |  |  | 0
D00203 | 제 2호표 풀박스(Pull Box) 설치(벽면)250㎜X250㎜X200㎜이하 | 제 2호표 풀박스(Pull Box) 설치(벽면) ＊ 풀박스 | 250㎜X250㎜X200㎜이하 ＊ 250×250×100×1.0 | 개 |  | 7930 | 0 | 148482 | 0 |  |  |  |  | 0
D00204 | 제 2호표 풀박스(Pull Box) 설치(벽면)250㎜X250㎜X200㎜이하 | 제 2호표 풀박스(Pull Box) 설치(벽면) ＊ 풀박스 | 250㎜X250㎜X200㎜이하 ＊ 250×250×150×1.0 | 개 |  | 9030 | 0 | 148482 | 0 |  |  |  |  | 0
D00205 | 제 2호표 풀박스(Pull Box) 설치(벽면)250㎜X250㎜X200㎜이하 | 제 2호표 풀박스(Pull Box) 설치(벽면) ＊ 풀박스 | 250㎜X250㎜X200㎜이하 ＊ 250×250×200×1.0 | 개 |  | 10100 | 0 | 148482 | 0 |  |  |  |  | 0
D00207 | 제 3호표 풀박스(Pull Box) 설치(벽면)400㎜X400㎜X300㎜이하 | 제 3호표 풀박스(Pull Box) 설치(벽면) ＊ 풀박스 | 400㎜X400㎜X300㎜이하 ＊ 300×300×150×1.0 | 개 |  | 11800 | 0 | 178178 | 0 |  |  |  |  | 0
D00208 | 제 3호표 풀박스(Pull Box) 설치(벽면)400㎜X400㎜X300㎜이하 | 제 3호표 풀박스(Pull Box) 설치(벽면) ＊ 풀박스 | 400㎜X400㎜X300㎜이하 ＊ 300×300×200×1.0 | 개 |  | 13500 | 0 | 178178 | 0 |  |  |  |  | 0
D00209 | 제 3호표 풀박스(Pull Box) 설치(벽면)400㎜X400㎜X300㎜이하 | 제 3호표 풀박스(Pull Box) 설치(벽면) ＊ 풀박스 | 400㎜X400㎜X300㎜이하 ＊ 300×300×300×1.0 | 개 |  | 16900 | 0 | 178178 | 0 |  |  |  |  | 0
D00211 | 제 3호표 풀박스(Pull Box) 설치(벽면)400㎜X400㎜X300㎜이하 | 제 3호표 풀박스(Pull Box) 설치(벽면) ＊ 풀박스 | 400㎜X400㎜X300㎜이하 ＊ 400×400×200×1.0 | 개 |  | 20100 | 0 | 178178 | 0 |  |  |  |  | 0
D00212 | 제 3호표 풀박스(Pull Box) 설치(벽면)400㎜X400㎜X300㎜이하 | 제 3호표 풀박스(Pull Box) 설치(벽면) ＊ 풀박스 | 400㎜X400㎜X300㎜이하 ＊ 400×400×300×1.0 | 개 |  | 24700 | 0 | 178178 | 0 |  |  |  |  | 0
D00213 | 제 4호표 풀박스(Pull Box) 설치(벽면)700㎜X700㎜X400㎜이하 | 제 4호표 풀박스(Pull Box) 설치(벽면) ＊ 풀박스 | 700㎜X700㎜X400㎜이하 ＊ 500×500×200×1.0 | 개 |  | 34200 | 0 | 256469 | 0 |  |  |  |  | 0
D00214 | 제 4호표 풀박스(Pull Box) 설치(벽면)700㎜X700㎜X400㎜이하 | 제 4호표 풀박스(Pull Box) 설치(벽면) ＊ 풀박스 | 700㎜X700㎜X400㎜이하 ＊ 500×500×300×1.0 | 개 |  | 40100 | 0 | 256469 | 0 |  |  |  |  | 0
D00215 | 제 4호표 풀박스(Pull Box) 설치(벽면)700㎜X700㎜X400㎜이하 | 제 4호표 풀박스(Pull Box) 설치(벽면) ＊ 풀박스 | 700㎜X700㎜X400㎜이하 ＊ 600×600×300×1.0 | 개 |  | 55900 | 0 | 256469 | 0 |  |  |  |  | 0
D00216 | 제 4호표 풀박스(Pull Box) 설치(벽면)700㎜X700㎜X400㎜이하 | 제 4호표 풀박스(Pull Box) 설치(벽면) ＊ 풀박스 | 700㎜X700㎜X400㎜이하 ＊ 600×600×400×1.0 | 개 |  | 63700 | 0 | 256469 | 0 |  |  |  |  | 0
D03439 | 제 1호표 풀박스(Pull Box) 설치(천정면)100㎜X100㎜X100㎜이하 | 제 1호표 풀박스(Pull Box) 설치(천정면) ＊ 풀박스 | 100㎜X100㎜X100㎜이하 ＊ 100×100×50×1.0 | 개 |  | 2690 | 0 | 10798 | 0 |  |  |  |  | 0
D03440 | 제 1호표 풀박스(Pull Box) 설치(천정면)100㎜X100㎜X100㎜이하 | 제 1호표 풀박스(Pull Box) 설치(천정면) ＊ 풀박스 | 100㎜X100㎜X100㎜이하 ＊ 100×100×75×1.0 | 개 |  | 3220 | 0 | 10798 | 0 |  |  |  |  | 0
D03441 | 제 1호표 풀박스(Pull Box) 설치(천정면)100㎜X100㎜X100㎜이하 | 제 1호표 풀박스(Pull Box) 설치(천정면) ＊ 풀박스 | 100㎜X100㎜X100㎜이하 ＊ 100×100×100×1.0 | 개 |  | 3520 | 0 | 10798 | 0 |  |  |  |  | 0
D03442 | 제 2호표 풀박스(Pull Box) 설치(천정면)250㎜X250㎜X200㎜이하 | 제 2호표 풀박스(Pull Box) 설치(천정면) ＊ 풀박스 | 250㎜X250㎜X200㎜이하 ＊ 150×150×100×1.0 | 개 |  | 3360 | 0 | 59392 | 0 |  |  |  |  | 0
D03443 | 제 2호표 풀박스(Pull Box) 설치(천정면)250㎜X250㎜X200㎜이하 | 제 2호표 풀박스(Pull Box) 설치(천정면) ＊ 풀박스 | 250㎜X250㎜X200㎜이하 ＊ 150×150×150×1.0 | 개 |  | 4110 | 0 | 59392 | 0 |  |  |  |  | 0
D03444 | 제 2호표 풀박스(Pull Box) 설치(천정면)250㎜X250㎜X200㎜이하 | 제 2호표 풀박스(Pull Box) 설치(천정면) ＊ 풀박스 | 250㎜X250㎜X200㎜이하 ＊ 200×200×100×1.0 | 개 |  | 4730 | 0 | 59392 | 0 |  |  |  |  | 0
D03446 | 제 2호표 풀박스(Pull Box) 설치(천정면)250㎜X250㎜X200㎜이하 | 제 2호표 풀박스(Pull Box) 설치(천정면) ＊ 풀박스 | 250㎜X250㎜X200㎜이하 ＊ 200×200×200×1.0 | 개 |  | 7100 | 0 | 59392 | 0 |  |  |  |  | 0
D03447 | 제 2호표 풀박스(Pull Box) 설치(천정면)250㎜X250㎜X200㎜이하 | 제 2호표 풀박스(Pull Box) 설치(천정면) ＊ 풀박스 | 250㎜X250㎜X200㎜이하 ＊ 250×250×100×1.0 | 개 |  | 7930 | 0 | 59392 | 0 |  |  |  |  | 0
D03448 | 제 2호표 풀박스(Pull Box) 설치(천정면)250㎜X250㎜X200㎜이하 | 제 2호표 풀박스(Pull Box) 설치(천정면) ＊ 풀박스 | 250㎜X250㎜X200㎜이하 ＊ 250×250×150×1.0 | 개 |  | 9030 | 0 | 59392 | 0 |  |  |  |  | 0
D03450 | 제 3호표 풀박스(Pull Box) 설치(천정면)400㎜X400㎜X300㎜이하 | 제 3호표 풀박스(Pull Box) 설치(천정면) ＊ 풀박스 | 400㎜X400㎜X300㎜이하 ＊ 300×300×100×1.0 | 개 |  | 9970 | 0 | 94488 | 0 |  |  |  |  | 0
D03451 | 제 3호표 풀박스(Pull Box) 설치(천정면)400㎜X400㎜X300㎜이하 | 제 3호표 풀박스(Pull Box) 설치(천정면) ＊ 풀박스 | 400㎜X400㎜X300㎜이하 ＊ 300×300×150×1.0 | 개 |  | 11800 | 0 | 94488 | 0 |  |  |  |  | 0
D03452 | 제 3호표 풀박스(Pull Box) 설치(천정면)400㎜X400㎜X300㎜이하 | 제 3호표 풀박스(Pull Box) 설치(천정면) ＊ 풀박스 | 400㎜X400㎜X300㎜이하 ＊ 300×300×200×1.0 | 개 |  | 13500 | 0 | 94488 | 0 |  |  |  |  | 0
D00172 | 제 3호표 박스(Box) 설치Switch Box(2개용이하) | 제 3호표 박스(Box) 설치 ＊ 스위치박스 | Switch Box(2개용이하) ＊ 1개용 S/W Box H44(1½)㎜ | 개 |  | 600 | 0 | 53993 | 0 |  |  |  |  | 0
D00173 | 제 3호표 박스(Box) 설치Switch Box(2개용이하) | 제 3호표 박스(Box) 설치 ＊ 스위치박스 | Switch Box(2개용이하) ＊ 1개용 S/W Box H54(2)㎜ | 개 |  | 600 | 0 | 53993 | 0 |  |  |  |  | 0
D00174 | 제 3호표 박스(Box) 설치Switch Box(2개용이하) | 제 3호표 박스(Box) 설치 ＊ 스위치박스 | Switch Box(2개용이하) ＊ 1개용 S/W Box H75(3)㎜ | 개 |  | 1520 | 0 | 53993 | 0 |  |  |  |  | 0
D00175 | 제 3호표 박스(Box) 설치Switch Box(2개용이하) | 제 3호표 박스(Box) 설치 ＊ 스위치박스 | Switch Box(2개용이하) ＊ 2개용 S/W Box H44(1½)㎜ | 개 |  | 900 | 0 | 53993 | 0 |  |  |  |  | 0
D00176 | 제 3호표 박스(Box) 설치Switch Box(2개용이하) | 제 3호표 박스(Box) 설치 ＊ 스위치박스 | Switch Box(2개용이하) ＊ 2개용 S/W Box H54(2)㎜ | 개 |  | 970 | 0 | 53993 | 0 |  |  |  |  | 0
D00177 | 제 3호표 박스(Box) 설치Switch Box(2개용이하) | 제 3호표 박스(Box) 설치 ＊ 스위치박스 | Switch Box(2개용이하) ＊ 2개용 S/W Box H75(3)㎜ | 개 |  | 1710 | 0 | 53993 | 0 |  |  |  |  | 0
D00185 | 제 5호표 박스(Box) 설치노출형 Box(콘크리트노출기준) | 제 5호표 박스(Box) 설치 ＊ 노출스위치박스(1개용) | 노출형 Box(콘크리트노출기준) ＊ 16㎜, 1방출 | 개 |  | 3190 | 0 | 78290 | 0 |  |  |  |  | 0
D00186 | 제 5호표 박스(Box) 설치노출형 Box(콘크리트노출기준) | 제 5호표 박스(Box) 설치 ＊ 노출스위치박스(1개용) | 노출형 Box(콘크리트노출기준) ＊ 22㎜, 1방출 | 개 |  | 3190 | 0 | 78290 | 0 |  |  |  |  | 0
D00187 | 제 5호표 박스(Box) 설치노출형 Box(콘크리트노출기준) | 제 5호표 박스(Box) 설치 ＊ 노출스위치박스(1개용) | 노출형 Box(콘크리트노출기준) ＊ 28㎜, 1방출 | 개 |  | 5600 | 0 | 78290 | 0 |  |  |  |  | 0
D00188 | 제 5호표 박스(Box) 설치노출형 Box(콘크리트노출기준) | 제 5호표 박스(Box) 설치 ＊ 노출스위치박스(1개용) | 노출형 Box(콘크리트노출기준) ＊ 16㎜, 2방출 | 개 |  | 3190 | 0 | 78290 | 0 |  |  |  |  | 0
D00189 | 제 5호표 박스(Box) 설치노출형 Box(콘크리트노출기준) | 제 5호표 박스(Box) 설치 ＊ 노출스위치박스(1개용) | 노출형 Box(콘크리트노출기준) ＊ 22㎜, 2방출 | 개 |  | 3190 | 0 | 78290 | 0 |  |  |  |  | 0
D00190 | 제 5호표 박스(Box) 설치노출형 Box(콘크리트노출기준) | 제 5호표 박스(Box) 설치 ＊ 노출스위치박스(1개용) | 노출형 Box(콘크리트노출기준) ＊ 28㎜, 2방출 | 개 |  | 6380 | 0 | 78290 | 0 |  |  |  |  | 0
D00191 | 제 5호표 박스(Box) 설치노출형 Box(콘크리트노출기준) | 제 5호표 박스(Box) 설치 ＊ 노출스위치박스(2개용) | 노출형 Box(콘크리트노출기준) ＊ 16㎜, 1방출 | 개 |  | 5600 | 0 | 78290 | 0 |  |  |  |  | 0
D00192 | 제 5호표 박스(Box) 설치노출형 Box(콘크리트노출기준) | 제 5호표 박스(Box) 설치 ＊ 노출스위치박스(2개용) | 노출형 Box(콘크리트노출기준) ＊ 22㎜, 1방출 | 개 |  | 4060 | 0 | 78290 | 0 |  |  |  |  | 0
D00193 | 제 5호표 박스(Box) 설치노출형 Box(콘크리트노출기준) | 제 5호표 박스(Box) 설치 ＊ 노출스위치박스(2개용) | 노출형 Box(콘크리트노출기준) ＊ 16㎜, 2방출 | 개 |  | 4060 | 0 | 78290 | 0 |  |  |  |  | 0
D00194 | 제 5호표 박스(Box) 설치노출형 Box(콘크리트노출기준) | 제 5호표 박스(Box) 설치 ＊ 노출스위치박스(2개용) | 노출형 Box(콘크리트노출기준) ＊ 22㎜, 2방출 | 개 |  | 4060 | 0 | 78290 | 0 |  |  |  |  | 0
D01027 | 제 1호표 스위치류텀플러스위치 단로용 | 제 1호표 스위치류 ＊ 중4구 스위치 | 텀플러스위치 단로용 ＊ 와이드, | 개 |  | 5910 | 0 | 22947 | 0 |  |  |  |  | 0
D01028 | 제 1호표 스위치류텀플러스위치 단로용 | 제 1호표 스위치류 ＊ 중5구 스위치 | 텀플러스위치 단로용 ＊ 와이드, | 개 |  | 6870 | 0 | 22947 | 0 |  |  |  |  | 0
D01029 | 제 1호표 스위치류텀플러스위치 단로용 | 제 1호표 스위치류 ＊ 중6구 스위치 | 텀플러스위치 단로용 ＊ 와이드, | 개 |  | 7830 | 0 | 22947 | 0 |  |  |  |  | 0
D01030 | 제 1호표 스위치류텀플러스위치 단로용 | 제 1호표 스위치류 ＊ 1구 스위치(램프) | 텀플러스위치 단로용 ＊ 와이드, | 개 |  | 2500 | 0 | 22947 | 0 |  |  |  |  | 0
D01024 | 제 1호표 스위치류텀플러스위치 단로용 | 제 1호표 스위치류 ＊ 1구 스위치 | 텀플러스위치 단로용 ＊ 와이드, | 개 |  | 2020 | 0 | 22947 | 0 |  |  |  |  | 0
D01032 | 제 1호표 스위치류텀플러스위치 단로용 | 제 1호표 스위치류 ＊ 중3구 스위치(램프) | 텀플러스위치 단로용 ＊ 와이드, | 개 |  | 6460 | 0 | 22947 | 0 |  |  |  |  | 0
D01033 | 제 1호표 스위치류텀플러스위치 단로용 | 제 1호표 스위치류 ＊ 중4구 스위치(램프) | 텀플러스위치 단로용 ＊ 와이드, | 개 |  | 7760 | 0 | 22947 | 0 |  |  |  |  | 0
D01034 | 제 1호표 스위치류텀플러스위치 단로용 | 제 1호표 스위치류 ＊ 중5구 스위치(램프) | 텀플러스위치 단로용 ＊ 와이드, | 개 |  | 9180 | 0 | 22947 | 0 |  |  |  |  | 0
D01035 | 제 1호표 스위치류텀플러스위치 단로용 | 제 1호표 스위치류 ＊ 중6구 스위치(램프) | 텀플러스위치 단로용 ＊ 와이드, | 개 |  | 10600 | 0 | 22947 | 0 |  |  |  |  | 0
D01037 | 제 2호표 스위치류텀플러스위치 3로용 | 제 2호표 스위치류 ＊ 3로2구 스위치 | 텀플러스위치 3로용 ＊ 와이드, | 개 |  | 5150 | 0 | 22947 | 0 |  |  |  |  | 0
D01038 | 제 2호표 스위치류텀플러스위치 3로용 | 제 2호표 스위치류 ＊ 3로3구 스위치 | 텀플러스위치 3로용 ＊ 와이드, | 개 |  | 7110 | 0 | 22947 | 0 |  |  |  |  | 0
D01039 | 제 2호표 스위치류텀플러스위치 3로용 | 제 2호표 스위치류 ＊ 3로1구 스위치(램프) | 텀플러스위치 3로용 ＊ 와이드, | 개 |  | 2880 | 0 | 22947 | 0 |  |  |  |  | 0
D00920 | 제 1호표 저압용 개폐기-마그넷 스위치30A 이하 | 제 1호표 저압용 개폐기-마그넷 스위치 ＊ Metasol 교류조작형접촉기(AC조작형) | 30A 이하 ＊ MC-9b AC, 2.5㎾ 11A, 4㎾ 9A | 개 |  | 12300 | 0 | 80990 | 0 |  |  |  |  | 0
D00940 | 제 8호표 저압용 개폐기-마그넷 스위치800A 이하 | 제 8호표 저압용 개폐기-마그넷 스위치 ＊ Metasol 교류조작형접촉기(AC/DC조작형) | 800A 이하 ＊ MC-630a AC/DC, 190㎾ 630A, 330㎾ 630A | 개 |  | 1351000 | 0 | 593929 | 0 |  |  |  |  | 0
D01026 | 제 1호표 스위치류텀플러스위치 단로용 | 제 1호표 스위치류 ＊ 중3구 스위치 | 텀플러스위치 단로용 ＊ 와이드, | 개 |  | 4890 | 0 | 22947 | 0 |  |  |  |  | 0
D01031 | 제 1호표 스위치류텀플러스위치 단로용 | 제 1호표 스위치류 ＊ 중2구 스위치(램프) | 텀플러스위치 단로용 ＊ 와이드, | 개 |  | 5160 | 0 | 22947 | 0 |  |  |  |  | 0
D01036 | 제 2호표 스위치류텀플러스위치 3로용 | 제 2호표 스위치류 ＊ 3로1구 스위치 | 텀플러스위치 3로용 ＊ 와이드, | 개 |  | 3050 | 0 | 22947 | 0 |  |  |  |  | 0
D01040 | 제 2호표 스위치류텀플러스위치 3로용 | 제 2호표 스위치류 ＊ 3로2구 스위치(램프) | 텀플러스위치 3로용 ＊ 와이드, | 개 |  | 4730 | 0 | 22947 | 0 |  |  |  |  | 0
D01041 | 제 2호표 스위치류텀플러스위치 3로용 | 제 2호표 스위치류 ＊ 3로3구 스위치(램프) | 텀플러스위치 3로용 ＊ 와이드, | 개 |  | 6560 | 0 | 22947 | 0 |  |  |  |  | 0
D01043 | 제 1호표 스위치류텀플러스위치 단로용 | 제 1호표 스위치류 ＊ 디지털타임스위치 | 텀플러스위치 단로용 ＊ HTS-AT20S, 20A 주간타이머, 양력휴일꺼짐기능 외 다수 기능 내장 | 개 |  | 40900 | 0 | 22947 | 0 |  |  |  |  | 0
D01042 | 제 1호표 스위치류텀플러스위치 단로용 | 제 1호표 스위치류 ＊ 디지털타임스위치 | 텀플러스위치 단로용 ＊ HTS-AT10, 10A 주간타이머, 양력휴일꺼짐기능 외 다수 기능 내장 | 개 |  | 40900 | 0 | 22947 | 0 |  |  |  |  | 0
D01025 | 제 1호표 스위치류텀플러스위치 단로용 | 제 1호표 스위치류 ＊ 중2구 스위치 | 텀플러스위치 단로용 ＊ 와이드, | 개 |  | 4130 | 0 | 22947 | 0 |  |  |  |  | 0
D01374 | 제 8호표 스위치류리모콘셀렉터스위치12L이하 | 제 8호표 스위치류 ＊ 22Ø ROTARY S/W | 리모콘셀렉터스위치12L이하 ＊ YS R22-211L(K), (1A1B) | 개 |  | 3600 | 0 | 159281 | 0 |  |  |  |  | 0
D01375 | 제 17호표 스위치류조광스위치(IL용 800W) | 제 17호표 스위치류 ＊ 22Ø 조광형 SWITCH | 조광스위치(IL용 800W) ＊ YS APBL22-AL22 AC220V LED, | 개 |  | 6800 | 0 | 35095 | 0 |  |  |  |  | 0
D01376 | 제 11호표 스위치류리모콘릴레이(2P) | 제 11호표 스위치류 ＊ RELAY (MY TYPE) | 리모콘릴레이(2P) ＊ YS MY03-4P, (AC/DC) LED | 개 |  | 4100 | 0 | 43194 | 0 |  |  |  |  | 0
D01259 | 제 5호표 스위치류푸시버튼 | 제 5호표 스위치류 | 푸시버튼 | 개 |  | 0 | 0 | 17547 | 0 |  |  |  |  | 0
D01260 | 제 1호표 스위치류텀플러스위치 단로용 | 제 1호표 스위치류 | 텀플러스위치 단로용 | 개 |  | 0 | 0 | 22947 | 0 |  |  |  |  | 0
D01261 | 제 7호표 스위치류리모콘셀렉터스위치6L이하 | 제 7호표 스위치류 | 리모콘셀렉터스위치6L이하 | 개 |  | 0 | 0 | 89089 | 0 |  |  |  |  | 0
D00916 | 제 1호표 저압용 개폐기-마그넷 스위치30A 이하 | 제 1호표 저압용 개폐기-마그넷 스위치 ＊ Metasol 교류조작형접촉기(AC조작형) | 30A 이하 ＊ MC-6a AC, 2.2㎾ 9A, 3㎾ 7A | 개 |  | 12300 | 0 | 80990 | 0 |  |  |  |  | 0
D00917 | 제 1호표 저압용 개폐기-마그넷 스위치30A 이하 | 제 1호표 저압용 개폐기-마그넷 스위치 ＊ Metasol 교류조작형접촉기(AC조작형) | 30A 이하 ＊ MC-9a AC, 2.5㎾ 11A, 4㎾ 9A | 개 |  | 12300 | 0 | 80990 | 0 |  |  |  |  | 0
D00918 | 제 1호표 저압용 개폐기-마그넷 스위치30A 이하 | 제 1호표 저압용 개폐기-마그넷 스위치 ＊ Metasol 교류조작형접촉기(AC조작형) | 30A 이하 ＊ MC-12a AC, 3.5㎾ 13A, 5.5㎾ 12A | 개 |  | 12300 | 0 | 80990 | 0 |  |  |  |  | 0
D00919 | 제 1호표 저압용 개폐기-마그넷 스위치30A 이하 | 제 1호표 저압용 개폐기-마그넷 스위치 ＊ Metasol 교류조작형접촉기(AC조작형) | 30A 이하 ＊ MC-18a AC, 4.5㎾ 18A, 7.5㎾ 18A | 개 |  | 21300 | 0 | 80990 | 0 |  |  |  |  | 0
D00921 | 제 1호표 저압용 개폐기-마그넷 스위치30A 이하 | 제 1호표 저압용 개폐기-마그넷 스위치 ＊ Metasol 교류조작형접촉기(AC조작형) | 30A 이하 ＊ MC-12b AC, 3.5㎾ 13A, 5.5㎾ 12A | 개 |  | 14500 | 0 | 80990 | 0 |  |  |  |  | 0
D00922 | 제 1호표 저압용 개폐기-마그넷 스위치30A 이하 | 제 1호표 저압용 개폐기-마그넷 스위치 ＊ Metasol 교류조작형접촉기(AC조작형) | 30A 이하 ＊ MC-18b AC, 4.5㎾ 18A, 7.5㎾ 18A | 개 |  | 21300 | 0 | 80990 | 0 |  |  |  |  | 0
D00923 | 제 1호표 저압용 개폐기-마그넷 스위치30A 이하 | 제 1호표 저압용 개폐기-마그넷 스위치 ＊ Metasol 교류조작형접촉기(AC조작형) | 30A 이하 ＊ MC-22b AC, 5.5㎾ 22A, 11㎾ 22A | 개 |  | 23100 | 0 | 80990 | 0 |  |  |  |  | 0
D00924 | 제 1호표 저압용 개폐기-마그넷 스위치30A 이하 | 제 1호표 저압용 개폐기-마그넷 스위치 ＊ Metasol 교류조작형접촉기(AC조작형) | 30A 이하 ＊ MC-32a AC, 7.5㎾ 32A, 15㎾ 32A | 개 |  | 42300 | 0 | 80990 | 0 |  |  |  |  | 0
D00925 | 제 2호표 저압용 개폐기-마그넷 스위치50A 이하 | 제 2호표 저압용 개폐기-마그넷 스위치 ＊ Metasol 교류조작형접촉기(AC조작형) | 50A 이하 ＊ MC-40a AC, 11㎾ 40A, 18.5㎾ 40A | 개 |  | 49900 | 0 | 121485 | 0 |  |  |  |  | 0
D00926 | 제 2호표 저압용 개폐기-마그넷 스위치50A 이하 | 제 2호표 저압용 개폐기-마그넷 스위치 ＊ Metasol 교류조작형접촉기(AC조작형) | 50A 이하 ＊ MC-50a AC, 18.5㎾ 65A, 30kW 65A | 개 |  | 61700 | 0 | 121485 | 0 |  |  |  |  | 0
D00927 | 제 2호표 저압용 개폐기-마그넷 스위치50A 이하 | 제 2호표 저압용 개폐기-마그넷 스위치 ＊ Metasol 교류조작형접촉기(AC조작형) | 50A 이하 ＊ MC-50a AC, 15㎾ 55A, 22㎾ 50A | 개 |  | 62200 | 0 | 121485 | 0 |  |  |  |  | 0
D00928 | 제 3호표 저압용 개폐기-마그넷 스위치100A 이하 | 제 3호표 저압용 개폐기-마그넷 스위치 ＊ Metasol 교류조작형접촉기(AC조작형) | 100A 이하 ＊ MC-65a AC, 18.5㎾ 65A, 30㎾ 65A | 개 |  | 83500 | 0 | 161980 | 0 |  |  |  |  | 0
D00929 | 제 3호표 저압용 개폐기-마그넷 스위치100A 이하 | 제 3호표 저압용 개폐기-마그넷 스위치 ＊ Metasol 교류조작형접촉기(AC조작형) | 100A 이하 ＊ MC-75a AC, 22㎾ 75A, 37㎾ 75A | 개 |  | 99400 | 0 | 161980 | 0 |  |  |  |  | 0
D00930 | 제 3호표 저압용 개폐기-마그넷 스위치100A 이하 | 제 3호표 저압용 개폐기-마그넷 스위치 ＊ Metasol 교류조작형접촉기(AC조작형) | 100A 이하 ＊ MC-85a AC, 25㎾ 85A, 45㎾ 85A | 개 |  | 109000 | 0 | 161980 | 0 |  |  |  |  | 0
D00931 | 제 3호표 저압용 개폐기-마그넷 스위치100A 이하 | 제 3호표 저압용 개폐기-마그넷 스위치 ＊ Metasol 교류조작형접촉기(AC조작형) | 100A 이하 ＊ MC-100a AC, 30㎾ 105A, 55㎾ 105A | 개 |  | 124000 | 0 | 161980 | 0 |  |  |  |  | 0
D00932 | 제 4호표 저압용 개폐기-마그넷 스위치225A 이하 | 제 4호표 저압용 개폐기-마그넷 스위치 ＊ Metasol 교류조작형접촉기(AC/DC조작형) | 225A 이하 ＊ MC-130a AC/DC, 37㎾ 130A, 60㎾ 130A | 개 |  | 169000 | 0 | 215974 | 0 |  |  |  |  | 0
D00933 | 제 4호표 저압용 개폐기-마그넷 스위치225A 이하 | 제 4호표 저압용 개폐기-마그넷 스위치 ＊ Metasol 교류조작형접촉기(AC/DC조작형) | 225A 이하 ＊ MC-150a AC/DC, 45㎾ 150A, 75㎾ 150A | 개 |  | 207000 | 0 | 215974 | 0 |  |  |  |  | 0
D00934 | 제 4호표 저압용 개폐기-마그넷 스위치225A 이하 | 제 4호표 저압용 개폐기-마그넷 스위치 ＊ Metasol 교류조작형접촉기(AC/DC조작형) | 225A 이하 ＊ MC-185a AC/DC, 55㎾ 185A, 90㎾ 185A | 개 |  | 273000 | 0 | 215974 | 0 |  |  |  |  | 0
D00935 | 제 4호표 저압용 개폐기-마그넷 스위치225A 이하 | 제 4호표 저압용 개폐기-마그넷 스위치 ＊ Metasol 교류조작형접촉기(AC/DC조작형) | 225A 이하 ＊ MC-225a AC/DC, 75㎾ 225A, 132㎾ 225A | 개 |  | 310000 | 0 | 215974 | 0 |  |  |  |  | 0
D00936 | 제 5호표 저압용 개폐기-마그넷 스위치300A 이하 | 제 5호표 저압용 개폐기-마그넷 스위치 ＊ Metasol 교류조작형접촉기(AC/DC조작형) | 300A 이하 ＊ MC-265a AC/DC, 80㎾ 265A, 147㎾ 265A | 개 |  | 825000 | 0 | 283466 | 0 |  |  |  |  | 0
D00937 | 제 6호표 저압용 개폐기-마그넷 스위치400A 이하 | 제 6호표 저압용 개폐기-마그넷 스위치 ＊ Metasol 교류조작형접촉기(AC/DC조작형) | 400A 이하 ＊ MC-330a AC/DC, 90㎾ 330A, 160㎾ 330A | 개 |  | 869000 | 0 | 337460 | 0 |  |  |  |  | 0
D00938 | 제 6호표 저압용 개폐기-마그넷 스위치400A 이하 | 제 6호표 저압용 개폐기-마그넷 스위치 ＊ Metasol 교류조작형접촉기(AC/DC조작형) | 400A 이하 ＊ MC-400a AC/DC, 125㎾ 400A, 200㎾ 400A | 개 |  | 899000 | 0 | 337460 | 0 |  |  |  |  | 0
D00939 | 제 7호표 저압용 개폐기-마그넷 스위치600A 이하 | 제 7호표 저압용 개폐기-마그넷 스위치 ＊ Metasol 교류조작형접촉기(AC/DC조작형) | 600A 이하 ＊ MC-500a AC/DC, 147㎾ 500A, 265㎾ 500A | 개 |  | 1226000 | 0 | 458945 | 0 |  |  |  |  | 0
D00941 | 제 8호표 저압용 개폐기-마그넷 스위치800A 이하 | 제 8호표 저압용 개폐기-마그넷 스위치 ＊ Metasol 교류조작형접촉기(AC/DC조작형) | 800A 이하 ＊ MC-800a AC/DC, 220㎾ 800A, 500㎾ 800A | 개 |  | 1465000 | 0 | 593929 | 0 |  |  |  |  | 0
D00971 | 제 2호표 나이프 스위치(3P)용량 60A 이하 | 제 2호표 나이프 스위치(3P) ＊ 열동형과부하계전기 표준형 | 용량 60A 이하 ＊ MT-32/3H, 극수:3P 정격전류:0.14~34A | 개 |  | 14500 | 0 | 221373 | 0 |  |  |  |  | 0
D00972 | 제 2호표 나이프 스위치(3P)용량 60A 이하 | 제 2호표 나이프 스위치(3P) ＊ 열동형과부하계전기 표준형 | 용량 60A 이하 ＊ MT-63/3H, 극수:3P 정격전류:5~54A | 개 |  | 26300 | 0 | 221373 | 0 |  |  |  |  | 0
D00973 | 제 2호표 나이프 스위치(3P)용량 60A 이하 | 제 2호표 나이프 스위치(3P) ＊ Metasol 교류조작형접촉기(AC조작형) | 용량 60A 이하 ＊ MC-18b AC, 4.5㎾ 18A, 7.5㎾ 18A | 개 |  | 21300 | 0 | 221373 | 0 |  |  |  |  | 0
D00974 | 제 2호표 나이프 스위치(3P)용량 60A 이하 | 제 2호표 나이프 스위치(3P) ＊ Metasol 교류조작형접촉기(AC조작형) | 용량 60A 이하 ＊ MC-32a AC, 7.5㎾ 32A, 15㎾ 32A | 개 |  | 42300 | 0 | 221373 | 0 |  |  |  |  | 0
D01011 | 제 2호표 콘센트류 4P콘센트 30A(접지극부) | 제 2호표 콘센트류 4P ＊ 매입콘센트(산업용) | 콘센트 30A(접지극부) ＊ 매입 4P 20A | 개 |  | 7260 | 0 | 40495 | 0 |  |  |  |  | 0
D01016 | 제 2호표 콘센트류 2P콘센트 15A(접지극부) | 제 2호표 콘센트류 2P ＊ 노출콘센트(산업용) | 콘센트 15A(접지극부) ＊ 노출접 2구 | 개 |  | 2900 | 0 | 21597 | 0 |  |  |  |  | 0
D01021 | 제 2호표 콘센트류 4P콘센트 30A(접지극부) | 제 2호표 콘센트류 4P ＊ 노출콘센트(산업용) | 콘센트 30A(접지극부) ＊ 노출 4P 30A | 개 |  | 6800 | 0 | 40495 | 0 |  |  |  |  | 0
D01003 | 제 2호표 콘센트류 2P콘센트 15A(접지극부) | 제 2호표 콘센트류 2P ＊ 매입콘센트 | 콘센트 15A(접지극부) ＊ 220V 접1구 | 개 |  | 1840 | 0 | 21597 | 0 |  |  |  |  | 0
D01004 | 제 2호표 콘센트류 2P콘센트 15A(접지극부) | 제 2호표 콘센트류 2P ＊ 매입콘센트 | 콘센트 15A(접지극부) ＊ 220V 접2구 | 개 |  | 2270 | 0 | 21597 | 0 |  |  |  |  | 0
D01005 | 제 2호표 콘센트류 4P콘센트 30A(접지극부) | 제 2호표 콘센트류 4P ＊ 매입콘센트 | 콘센트 30A(접지극부) ＊ 220V 접4구 | 개 |  | 5490 | 0 | 40495 | 0 |  |  |  |  | 0
D01006 | 제 2호표 콘센트류 2P콘센트 15A(접지극부) | 제 2호표 콘센트류 2P ＊ 매입콘센트 | 콘센트 15A(접지극부) ＊ 방접 1구 | 개 |  | 3360 | 0 | 21597 | 0 |  |  |  |  | 0
D01007 | 제 2호표 콘센트류 2P콘센트 15A(접지극부) | 제 2호표 콘센트류 2P ＊ 매입콘센트 | 콘센트 15A(접지극부) ＊ 방접 2구 | 개 |  | 3740 | 0 | 21597 | 0 |  |  |  |  | 0
D01008 | 제 2호표 콘센트류 2P콘센트 15A(접지극부) | 제 2호표 콘센트류 2P ＊ 매입콘센트(산업용) | 콘센트 15A(접지극부) ＊ 110V 대각접 2구 | 개 |  | 3200 | 0 | 21597 | 0 |  |  |  |  | 0
D01009 | 제 2호표 콘센트류 3P콘센트 30A(접지극부) | 제 2호표 콘센트류 3P ＊ 매입콘센트(산업용) | 콘센트 30A(접지극부) ＊ 매입 3P 20A | 개 |  | 3350 | 0 | 39145 | 0 |  |  |  |  | 0
D01010 | 제 2호표 콘센트류 3P콘센트 30A(접지극부) | 제 2호표 콘센트류 3P ＊ 매입콘센트(산업용) | 콘센트 30A(접지극부) ＊ 매입 3P 50A | 개 |  | 7000 | 0 | 39145 | 0 |  |  |  |  | 0
D01012 | 제 2호표 콘센트류 4P콘센트 30A(접지극부) | 제 2호표 콘센트류 4P ＊ 매입콘센트(산업용) | 콘센트 30A(접지극부) ＊ 매입 4P 30A | 개 |  | 8600 | 0 | 40495 | 0 |  |  |  |  | 0
D01013 | 제 2호표 콘센트류 4P콘센트 30A(접지극부) | 제 2호표 콘센트류 4P ＊ 매입콘센트(산업용) | 콘센트 30A(접지극부) ＊ 매입 4P 30A (걸림) | 개 |  | 7040 | 0 | 40495 | 0 |  |  |  |  | 0
D01014 | 제 2호표 콘센트류 2P콘센트 15A(접지극부) | 제 2호표 콘센트류 2P ＊ 노출콘센트(산업용) | 콘센트 15A(접지극부) ＊ 노출접 2구 110V | 개 |  | 3190 | 0 | 21597 | 0 |  |  |  |  | 0
D01015 | 제 2호표 콘센트류 2P콘센트 15A(접지극부) | 제 2호표 콘센트류 2P ＊ 노출콘센트(산업용) | 콘센트 15A(접지극부) ＊ 노출접 1구 | 개 |  | 2090 | 0 | 21597 | 0 |  |  |  |  | 0
D01017 | 제 2호표 콘센트류 3P콘센트 30A(접지극부) | 제 2호표 콘센트류 3P ＊ 노출콘센트(산업용) | 콘센트 30A(접지극부) ＊ 노출 3P 20A | 개 |  | 3240 | 0 | 39145 | 0 |  |  |  |  | 0
D01018 | 제 2호표 콘센트류 3P콘센트 30A(접지극부) | 제 2호표 콘센트류 3P ＊ 노출콘센트(산업용) | 콘센트 30A(접지극부) ＊ 노출 3P 30A | 개 |  | 5380 | 0 | 39145 | 0 |  |  |  |  | 0
D01019 | 제 2호표 콘센트류 3P콘센트 30A(접지극부) | 제 2호표 콘센트류 3P ＊ 노출콘센트(산업용) | 콘센트 30A(접지극부) ＊ 노출 3P 50A | 개 |  | 5940 | 0 | 39145 | 0 |  |  |  |  | 0
D01020 | 제 2호표 콘센트류 4P콘센트 30A(접지극부) | 제 2호표 콘센트류 4P ＊ 노출콘센트(산업용) | 콘센트 30A(접지극부) ＊ 노출 4P 20A | 개 |  | 4180 | 0 | 40495 | 0 |  |  |  |  | 0
D01022 | 제 2호표 콘센트류 4P콘센트 30A(접지극부) | 제 2호표 콘센트류 4P ＊ 노출콘센트(산업용) | 콘센트 30A(접지극부) ＊ 노출 4P 50A | 개 |  | 8010 | 0 | 40495 | 0 |  |  |  |  | 0
D00996 | 제 1호표 가전기구 설치전구교환 | 제 1호표 가전기구 설치 ＊ 플러그 | 전구교환 ＊ 3P 50A | 개 |  | 6100 | 0 | 1619 | 0 |  |  |  |  | 0
D00992 | 제 1호표 가전기구 설치전구교환 | 제 1호표 가전기구 설치 ＊ 플러그 | 전구교환 ＊ 환접지 | 개 |  | 2200 | 0 | 1619 | 0 |  |  |  |  | 0
D00993 | 제 1호표 가전기구 설치전구교환 | 제 1호표 가전기구 설치 ＊ 플러그 | 전구교환 ＊ 3P 20A | 개 |  | 2200 | 0 | 1619 | 0 |  |  |  |  | 0
D00994 | 제 1호표 가전기구 설치전구교환 | 제 1호표 가전기구 설치 ＊ 플러그 | 전구교환 ＊ 3P 20A (고무) | 개 |  | 18900 | 0 | 1619 | 0 |  |  |  |  | 0
D00995 | 제 1호표 가전기구 설치전구교환 | 제 1호표 가전기구 설치 ＊ 플러그 | 전구교환 ＊ 3P 30A | 개 |  | 5400 | 0 | 1619 | 0 |  |  |  |  | 0
D00998 | 제 1호표 가전기구 설치전구교환 | 제 1호표 가전기구 설치 ＊ 플러그 | 전구교환 ＊ 4P 30A | 개 |  | 6700 | 0 | 1619 | 0 |  |  |  |  | 0
D00999 | 제 1호표 가전기구 설치전구교환 | 제 1호표 가전기구 설치 ＊ 플러그 | 전구교환 ＊ 4P 50A | 개 |  | 7800 | 0 | 1619 | 0 |  |  |  |  | 0
D01000 | 제 1호표 가전기구 설치전구교환 | 제 1호표 가전기구 설치 ＊ 플러그 | 전구교환 ＊ 4P 30A (걸림) | 개 |  | 10400 | 0 | 1619 | 0 |  |  |  |  | 0
D01001 | 제 1호표 가전기구 설치전구교환 | 제 1호표 가전기구 설치 ＊ 플러그 | 전구교환 ＊ ㄱ 자 | 개 |  | 1240 | 0 | 1619 | 0 |  |  |  |  | 0
D01002 | 제 1호표 가전기구 설치전구교환 | 제 1호표 가전기구 설치 ＊ 플러그 | 전구교환 ＊ ㅡ 자 | 개 |  | 1240 | 0 | 1619 | 0 |  |  |  |  | 0
D00997 | 제 1호표 가전기구 설치전구교환 | 제 1호표 가전기구 설치 ＊ 플러그 | 전구교환 ＊ 4P 20A | 개 |  | 3700 | 0 | 1619 | 0 |  |  |  |  | 0
D00066 | 제 1호표 600V 이하 전력 케이블 단말처리16㎟ 이하 1C | 제 1호표 600V 이하 전력 케이블 단말처리 ＊ 동관단자 | 16㎟ 이하 1C ＊ 16㎟ 1Hole | 개소 |  | 320 | 0 | 78389 | 0 |  |  |  |  | 0
D00067 | 제 2호표 600V 이하 전력 케이블 단말처리25㎟ 이하 1C | 제 2호표 600V 이하 전력 케이블 단말처리 ＊ 동관단자 | 25㎟ 이하 1C ＊ 25㎟ 1Hole | 개소 |  | 500 | 0 | 95809 | 0 |  |  |  |  | 0
D00068 | 제 3호표 600V 이하 전력 케이블 단말처리35㎟ 이하 1C | 제 3호표 600V 이하 전력 케이블 단말처리 ＊ 동관단자 | 35㎟ 이하 1C ＊ 35㎟ 1Hole | 개소 |  | 730 | 0 | 104519 | 0 |  |  |  |  | 0
D00069 | 제 4호표 600V 이하 전력 케이블 단말처리50㎟ 이하 1C | 제 4호표 600V 이하 전력 케이블 단말처리 ＊ 동관단자 | 50㎟ 이하 1C ＊ 50㎟ 1Hole | 개소 |  | 1020 | 0 | 116133 | 0 |  |  |  |  | 0
D00070 | 제 5호표 600V 이하 전력 케이블 단말처리70㎟ 이하 1C | 제 5호표 600V 이하 전력 케이블 단말처리 ＊ 동관단자 | 70㎟ 이하 1C ＊ 70㎟ 1Hole | 개소 |  | 1600 | 0 | 136456 | 0 |  |  |  |  | 0
D00071 | 제 6호표 600V 이하 전력 케이블 단말처리95㎟ 이하 1C | 제 6호표 600V 이하 전력 케이블 단말처리 ＊ 동관단자 | 95㎟ 이하 1C ＊ 95㎟ 1Hole | 개소 |  | 2230 | 0 | 145166 | 0 |  |  |  |  | 0
D00072 | 제 7호표 600V 이하 전력 케이블 단말처리120㎟ 이하 1C | 제 7호표 600V 이하 전력 케이블 단말처리 ＊ 동관단자 | 120㎟ 이하 1C ＊ 120㎟ 1Hole | 개소 |  | 2850 | 0 | 165489 | 0 |  |  |  |  | 0
D00073 | 제 8호표 600V 이하 전력 케이블 단말처리185㎟ 이하 1C | 제 8호표 600V 이하 전력 케이블 단말처리 ＊ 동관단자 | 185㎟ 이하 1C ＊ 150㎟ 1Hole | 개소 |  | 3910 | 0 | 197426 | 0 |  |  |  |  | 0
D00074 | 제 8호표 600V 이하 전력 케이블 단말처리185㎟ 이하 1C | 제 8호표 600V 이하 전력 케이블 단말처리 ＊ 동관단자 | 185㎟ 이하 1C ＊ 185㎟ 1Hole | 개소 |  | 4690 | 0 | 197426 | 0 |  |  |  |  | 0
D00075 | 제 9호표 600V 이하 전력 케이블 단말처리240㎟ 이하 1C | 제 9호표 600V 이하 전력 케이블 단말처리 ＊ 동관단자 | 240㎟ 이하 1C ＊ 240㎟ 1Hole | 개소 |  | 7670 | 0 | 223556 | 0 |  |  |  |  | 0
D00076 | 제 10호표 600V 이하 전력 케이블 단말처리300㎟ 이하 1C | 제 10호표 600V 이하 전력 케이블 단말처리 ＊ 동관단자 | 300㎟ 이하 1C ＊ 300㎟ 1Hole | 개소 |  | 10500 | 0 | 243879 | 0 |  |  |  |  | 0
D00077 | 제 11호표 600V 이하 전력 케이블 단말처리400㎟ 이하 1C | 제 11호표 600V 이하 전력 케이블 단말처리 ＊ 동관단자 | 400㎟ 이하 1C ＊ 400㎟ 1Hole | 개소 |  | 16100 | 0 | 281623 | 0 |  |  |  |  | 0
D00078 | 제 12호표 600V 이하 전력 케이블 단말처리500㎟ 이하 1C | 제 12호표 600V 이하 전력 케이블 단말처리 ＊ 동관단자 | 500㎟ 이하 1C ＊ 500㎟ 1Hole | 개소 |  | 27400 | 0 | 310656 | 0 |  |  |  |  | 0
D00103 | 제 2호표 600V 이하 전력 케이블 단말처리25㎟ 이하 1C | 제 2호표 600V 이하 전력 케이블 단말처리 ＊ 동관단자 | 25㎟ 이하 1C ＊ 25㎟ 2Hole | 개소 |  | 960 | 0 | 95809 | 0 |  |  |  |  | 0
D00104 | 제 3호표 600V 이하 전력 케이블 단말처리35㎟ 이하 1C | 제 3호표 600V 이하 전력 케이블 단말처리 ＊ 동관단자 | 35㎟ 이하 1C ＊ 35㎟ 2Hole | 개소 |  | 1260 | 0 | 104519 | 0 |  |  |  |  | 0
D00105 | 제 4호표 600V 이하 전력 케이블 단말처리50㎟ 이하 1C | 제 4호표 600V 이하 전력 케이블 단말처리 ＊ 동관단자 | 50㎟ 이하 1C ＊ 50㎟ 2Hole | 개소 |  | 1630 | 0 | 116133 | 0 |  |  |  |  | 0
D00106 | 제 5호표 600V 이하 전력 케이블 단말처리70㎟ 이하 1C | 제 5호표 600V 이하 전력 케이블 단말처리 ＊ 동관단자 | 70㎟ 이하 1C ＊ 70㎟ 2Hole | 개소 |  | 3230 | 0 | 136456 | 0 |  |  |  |  | 0
D00107 | 제 6호표 600V 이하 전력 케이블 단말처리95㎟ 이하 1C | 제 6호표 600V 이하 전력 케이블 단말처리 ＊ 동관단자 | 95㎟ 이하 1C ＊ 95㎟ 2Hole | 개소 |  | 4400 | 0 | 145166 | 0 |  |  |  |  | 0
D00108 | 제 7호표 600V 이하 전력 케이블 단말처리120㎟ 이하 1C | 제 7호표 600V 이하 전력 케이블 단말처리 ＊ 동관단자 | 120㎟ 이하 1C ＊ 120㎟ 2Hole | 개소 |  | 5200 | 0 | 165489 | 0 |  |  |  |  | 0
D00109 | 제 8호표 600V 이하 전력 케이블 단말처리185㎟ 이하 1C | 제 8호표 600V 이하 전력 케이블 단말처리 ＊ 동관단자 | 185㎟ 이하 1C ＊ 150㎟ 2Hole | 개소 |  | 6200 | 0 | 197426 | 0 |  |  |  |  | 0
D00110 | 제 8호표 600V 이하 전력 케이블 단말처리185㎟ 이하 1C | 제 8호표 600V 이하 전력 케이블 단말처리 ＊ 동관단자 | 185㎟ 이하 1C ＊ 185㎟ 2Hole | 개소 |  | 8210 | 0 | 197426 | 0 |  |  |  |  | 0
D00111 | 제 9호표 600V 이하 전력 케이블 단말처리240㎟ 이하 1C | 제 9호표 600V 이하 전력 케이블 단말처리 ＊ 동관단자 | 240㎟ 이하 1C ＊ 240㎟ 2Hole | 개소 |  | 13000 | 0 | 223556 | 0 |  |  |  |  | 0
D00112 | 제 10호표 600V 이하 전력 케이블 단말처리300㎟ 이하 1C | 제 10호표 600V 이하 전력 케이블 단말처리 ＊ 동관단자 | 300㎟ 이하 1C ＊ 300㎟ 2Hole | 개소 |  | 16800 | 0 | 243879 | 0 |  |  |  |  | 0
D00113 | 제 11호표 600V 이하 전력 케이블 단말처리400㎟ 이하 1C | 제 11호표 600V 이하 전력 케이블 단말처리 ＊ 동관단자 | 400㎟ 이하 1C ＊ 400㎟ 2Hole | 개소 |  | 24600 | 0 | 281623 | 0 |  |  |  |  | 0
D00114 | 제 12호표 600V 이하 전력 케이블 단말처리500㎟ 이하 1C | 제 12호표 600V 이하 전력 케이블 단말처리 ＊ 동관단자 | 500㎟ 이하 1C ＊ 500㎟ 2Hole | 개소 |  | 33600 | 0 | 310656 | 0 |  |  |  |  | 0
D00079 | 제 2호표 600V 이하 전력 케이블 단말처리25㎟ 이하 1C | 제 2호표 600V 이하 전력 케이블 단말처리 ＊ IEC 온도변화용 동관단자 | 25㎟ 이하 1C ＊ 25-1H | 개소 |  | 740 | 0 | 95809 | 0 |  |  |  |  | 0
D00080 | 제 3호표 600V 이하 전력 케이블 단말처리35㎟ 이하 1C | 제 3호표 600V 이하 전력 케이블 단말처리 ＊ IEC 온도변화용 동관단자 | 35㎟ 이하 1C ＊ 35-1H | 개소 |  | 990 | 0 | 104519 | 0 |  |  |  |  | 0
D00081 | 제 4호표 600V 이하 전력 케이블 단말처리50㎟ 이하 1C | 제 4호표 600V 이하 전력 케이블 단말처리 ＊ IEC 온도변화용 동관단자 | 50㎟ 이하 1C ＊ 50-1H | 개소 |  | 1320 | 0 | 116133 | 0 |  |  |  |  | 0
D00082 | 제 5호표 600V 이하 전력 케이블 단말처리70㎟ 이하 1C | 제 5호표 600V 이하 전력 케이블 단말처리 ＊ IEC 온도변화용 동관단자 | 70㎟ 이하 1C ＊ 70-1H | 개소 |  | 2150 | 0 | 136456 | 0 |  |  |  |  | 0
D00083 | 제 6호표 600V 이하 전력 케이블 단말처리95㎟ 이하 1C | 제 6호표 600V 이하 전력 케이블 단말처리 ＊ IEC 온도변화용 동관단자 | 95㎟ 이하 1C ＊ 95-1H | 개소 |  | 2820 | 0 | 145166 | 0 |  |  |  |  | 0
D00084 | 제 7호표 600V 이하 전력 케이블 단말처리120㎟ 이하 1C | 제 7호표 600V 이하 전력 케이블 단말처리 ＊ IEC 온도변화용 동관단자 | 120㎟ 이하 1C ＊ 120-1H | 개소 |  | 3940 | 0 | 165489 | 0 |  |  |  |  | 0
D00085 | 제 8호표 600V 이하 전력 케이블 단말처리185㎟ 이하 1C | 제 8호표 600V 이하 전력 케이블 단말처리 ＊ IEC 온도변화용 동관단자 | 185㎟ 이하 1C ＊ 150-1H | 개소 |  | 4950 | 0 | 197426 | 0 |  |  |  |  | 0
D00086 | 제 8호표 600V 이하 전력 케이블 단말처리185㎟ 이하 1C | 제 8호표 600V 이하 전력 케이블 단말처리 ＊ IEC 온도변화용 동관단자 | 185㎟ 이하 1C ＊ 185-1H | 개소 |  | 5970 | 0 | 197426 | 0 |  |  |  |  | 0
D00087 | 제 9호표 600V 이하 전력 케이블 단말처리240㎟ 이하 1C | 제 9호표 600V 이하 전력 케이블 단말처리 ＊ IEC 온도변화용 동관단자 | 240㎟ 이하 1C ＊ 240-1H | 개소 |  | 10200 | 0 | 223556 | 0 |  |  |  |  | 0
D00088 | 제 10호표 600V 이하 전력 케이블 단말처리300㎟ 이하 1C | 제 10호표 600V 이하 전력 케이블 단말처리 ＊ IEC 온도변화용 동관단자 | 300㎟ 이하 1C ＊ 300-1H | 개소 |  | 13700 | 0 | 243879 | 0 |  |  |  |  | 0
D00089 | 제 11호표 600V 이하 전력 케이블 단말처리400㎟ 이하 1C | 제 11호표 600V 이하 전력 케이블 단말처리 ＊ IEC 온도변화용 동관단자 | 400㎟ 이하 1C ＊ 400-1H | 개소 |  | 19400 | 0 | 281623 | 0 |  |  |  |  | 0
D00090 | 제 12호표 600V 이하 전력 케이블 단말처리500㎟ 이하 1C | 제 12호표 600V 이하 전력 케이블 단말처리 ＊ IEC 온도변화용 동관단자 | 500㎟ 이하 1C ＊ 500-1H | 개소 |  | 30600 | 0 | 310656 | 0 |  |  |  |  | 0
D00091 | 제 2호표 600V 이하 전력 케이블 단말처리25㎟ 이하 1C | 제 2호표 600V 이하 전력 케이블 단말처리 ＊ IEC 온도변화용 동관단자 | 25㎟ 이하 1C ＊ 25-2H | 개소 |  | 1580 | 0 | 95809 | 0 |  |  |  |  | 0
D00092 | 제 3호표 600V 이하 전력 케이블 단말처리35㎟ 이하 1C | 제 3호표 600V 이하 전력 케이블 단말처리 ＊ IEC 온도변화용 동관단자 | 35㎟ 이하 1C ＊ 35-2H | 개소 |  | 2150 | 0 | 104519 | 0 |  |  |  |  | 0
D00093 | 제 4호표 600V 이하 전력 케이블 단말처리50㎟ 이하 1C | 제 4호표 600V 이하 전력 케이블 단말처리 ＊ IEC 온도변화용 동관단자 | 50㎟ 이하 1C ＊ 50-2H | 개소 |  | 2590 | 0 | 116133 | 0 |  |  |  |  | 0
D00094 | 제 5호표 600V 이하 전력 케이블 단말처리70㎟ 이하 1C | 제 5호표 600V 이하 전력 케이블 단말처리 ＊ IEC 온도변화용 동관단자 | 70㎟ 이하 1C ＊ 70-2H | 개소 |  | 4030 | 0 | 136456 | 0 |  |  |  |  | 0
D00095 | 제 6호표 600V 이하 전력 케이블 단말처리95㎟ 이하 1C | 제 6호표 600V 이하 전력 케이블 단말처리 ＊ IEC 온도변화용 동관단자 | 95㎟ 이하 1C ＊ 95-2H | 개소 |  | 5160 | 0 | 145166 | 0 |  |  |  |  | 0
D00096 | 제 7호표 600V 이하 전력 케이블 단말처리120㎟ 이하 1C | 제 7호표 600V 이하 전력 케이블 단말처리 ＊ IEC 온도변화용 동관단자 | 120㎟ 이하 1C ＊ 120-2H | 개소 |  | 6620 | 0 | 165489 | 0 |  |  |  |  | 0
D00097 | 제 8호표 600V 이하 전력 케이블 단말처리185㎟ 이하 1C | 제 8호표 600V 이하 전력 케이블 단말처리 ＊ IEC 온도변화용 동관단자 | 185㎟ 이하 1C ＊ 150-2H | 개소 |  | 7850 | 0 | 197426 | 0 |  |  |  |  | 0
D00098 | 제 8호표 600V 이하 전력 케이블 단말처리185㎟ 이하 1C | 제 8호표 600V 이하 전력 케이블 단말처리 ＊ IEC 온도변화용 동관단자 | 185㎟ 이하 1C ＊ 185-2H | 개소 |  | 10400 | 0 | 197426 | 0 |  |  |  |  | 0
D00099 | 제 9호표 600V 이하 전력 케이블 단말처리240㎟ 이하 1C | 제 9호표 600V 이하 전력 케이블 단말처리 ＊ IEC 온도변화용 동관단자 | 240㎟ 이하 1C ＊ 240-2H | 개소 |  | 16500 | 0 | 223556 | 0 |  |  |  |  | 0
D00101 | 제 11호표 600V 이하 전력 케이블 단말처리400㎟ 이하 1C | 제 11호표 600V 이하 전력 케이블 단말처리 ＊ IEC 온도변화용 동관단자 | 400㎟ 이하 1C ＊ 400-2H | 개소 |  | 30200 | 0 | 281623 | 0 |  |  |  |  | 0
D00102 | 제 12호표 600V 이하 전력 케이블 단말처리500㎟ 이하 1C | 제 12호표 600V 이하 전력 케이블 단말처리 ＊ IEC 온도변화용 동관단자 | 500㎟ 이하 1C ＊ 500-2H | 개소 |  | 40000 | 0 | 310656 | 0 |  |  |  |  | 0
D00100 | 제 10호표 600V 이하 전력 케이블 단말처리300㎟ 이하 1C | 제 10호표 600V 이하 전력 케이블 단말처리 ＊ IEC 온도변화용 동관단자 | 300㎟ 이하 1C ＊ 300-2H | 개소 |  | 20700 | 0 | 243879 | 0 |  |  |  |  | 0
D00115 | 제 1호표 600V 이하 전력 케이블 단말처리16㎟ 이하 1C | 제 1호표 600V 이하 전력 케이블 단말처리 ＊ 슬리브 | 16㎟ 이하 1C ＊ B형, 16SQ | 개소 |  | 170 | 0 | 78389 | 0 |  |  |  |  | 0
D00116 | 제 2호표 600V 이하 전력 케이블 단말처리25㎟ 이하 1C | 제 2호표 600V 이하 전력 케이블 단말처리 ＊ 슬리브 | 25㎟ 이하 1C ＊ B형, 25SQ | 개소 |  | 270 | 0 | 95809 | 0 |  |  |  |  | 0
D00117 | 제 3호표 600V 이하 전력 케이블 단말처리35㎟ 이하 1C | 제 3호표 600V 이하 전력 케이블 단말처리 ＊ 슬리브 | 35㎟ 이하 1C ＊ B형, 35SQ | 개소 |  | 350 | 0 | 104519 | 0 |  |  |  |  | 0
D00118 | 제 4호표 600V 이하 전력 케이블 단말처리50㎟ 이하 1C | 제 4호표 600V 이하 전력 케이블 단말처리 ＊ 슬리브 | 50㎟ 이하 1C ＊ B형, 50SQ | 개소 |  | 620 | 0 | 116133 | 0 |  |  |  |  | 0
D00119 | 제 5호표 600V 이하 전력 케이블 단말처리70㎟ 이하 1C | 제 5호표 600V 이하 전력 케이블 단말처리 ＊ 슬리브 | 70㎟ 이하 1C ＊ B형, 70SQ | 개소 |  | 700 | 0 | 136456 | 0 |  |  |  |  | 0
D00120 | 제 6호표 600V 이하 전력 케이블 단말처리95㎟ 이하 1C | 제 6호표 600V 이하 전력 케이블 단말처리 ＊ 슬리브 | 95㎟ 이하 1C ＊ B형, 95SQ | 개소 |  | 1170 | 0 | 145166 | 0 |  |  |  |  | 0
D00121 | 제 7호표 600V 이하 전력 케이블 단말처리120㎟ 이하 1C | 제 7호표 600V 이하 전력 케이블 단말처리 ＊ 슬리브 | 120㎟ 이하 1C ＊ B형, 120SQ | 개소 |  | 1830 | 0 | 165489 | 0 |  |  |  |  | 0
D00122 | 제 8호표 600V 이하 전력 케이블 단말처리185㎟ 이하 1C | 제 8호표 600V 이하 전력 케이블 단말처리 ＊ 슬리브 | 185㎟ 이하 1C ＊ B형, 150SQ | 개소 |  | 1980 | 0 | 197426 | 0 |  |  |  |  | 0
D00123 | 제 8호표 600V 이하 전력 케이블 단말처리185㎟ 이하 1C | 제 8호표 600V 이하 전력 케이블 단말처리 ＊ 슬리브 | 185㎟ 이하 1C ＊ B형, 185SQ | 개소 |  | 2640 | 0 | 197426 | 0 |  |  |  |  | 0
D00124 | 제 9호표 600V 이하 전력 케이블 단말처리240㎟ 이하 1C | 제 9호표 600V 이하 전력 케이블 단말처리 ＊ 슬리브 | 240㎟ 이하 1C ＊ B형, 240SQ | 개소 |  | 3800 | 0 | 223556 | 0 |  |  |  |  | 0
D00007 | 제 6호표 접지선 매설240㎟ 초과 | 제 6호표 접지선 매설 ＊ F-GV | 240㎟ 초과 ＊ 300㎟ | m |  | 43600 | 0 | 7669 | 0 |  |  |  |  | 0
D00005 | 제 5호표 접지선 매설240㎟ 이하 | 제 5호표 접지선 매설 ＊ F-GV | 240㎟ 이하 ＊ 185㎟ | m |  | 26800 | 0 | 6316 | 0 |  |  |  |  | 0
D00006 | 제 5호표 접지선 매설240㎟ 이하 | 제 5호표 접지선 매설 ＊ F-GV | 240㎟ 이하 ＊ 240㎟ | m |  | 35200 | 0 | 6316 | 0 |  |  |  |  | 0
D05852 | 제 1호표 접지선 매설10㎟ 이하 | 제 1호표 접지선 매설 ＊ F-GV | 10㎟ 이하 ＊ 2.5㎟ | m |  | 720 | 0 | 2706 | 0 |  |  |  |  | 0
D05853 | 제 1호표 접지선 매설10㎟ 이하 | 제 1호표 접지선 매설 ＊ F-GV | 10㎟ 이하 ＊ 4㎟ | m |  | 1000 | 0 | 2706 | 0 |  |  |  |  | 0
D05854 | 제 1호표 접지선 매설10㎟ 이하 | 제 1호표 접지선 매설 ＊ F-GV | 10㎟ 이하 ＊ 6㎟ | m |  | 1140 | 0 | 2706 | 0 |  |  |  |  | 0
D05855 | 제 1호표 접지선 매설10㎟ 이하 | 제 1호표 접지선 매설 ＊ F-GV | 10㎟ 이하 ＊ 10㎟ | m |  | 1920 | 0 | 2706 | 0 |  |  |  |  | 0
D05856 | 제 2호표 접지선 매설35㎟ 이하 | 제 2호표 접지선 매설 ＊ F-GV | 35㎟ 이하 ＊ 16㎟ | m |  | 2620 | 0 | 3158 | 0 |  |  |  |  | 0
D05857 | 제 2호표 접지선 매설35㎟ 이하 | 제 2호표 접지선 매설 ＊ F-GV | 35㎟ 이하 ＊ 25㎟ | m |  | 4020 | 0 | 3158 | 0 |  |  |  |  | 0
D05858 | 제 2호표 접지선 매설35㎟ 이하 | 제 2호표 접지선 매설 ＊ F-GV | 35㎟ 이하 ＊ 35㎟ | m |  | 5680 | 0 | 3158 | 0 |  |  |  |  | 0
D05859 | 제 3호표 접지선 매설95㎟ 이하 | 제 3호표 접지선 매설 ＊ F-GV | 95㎟ 이하 ＊ 50㎟ | m |  | 7730 | 0 | 3609 | 0 |  |  |  |  | 0
D05860 | 제 3호표 접지선 매설95㎟ 이하 | 제 3호표 접지선 매설 ＊ F-GV | 95㎟ 이하 ＊ 70㎟ | m |  | 10900 | 0 | 3609 | 0 |  |  |  |  | 0
D05861 | 제 3호표 접지선 매설95㎟ 이하 | 제 3호표 접지선 매설 ＊ F-GV | 95㎟ 이하 ＊ 95㎟ | m |  | 14600 | 0 | 3609 | 0 |  |  |  |  | 0
D05862 | 제 4호표 접지선 매설150㎟ 이하 | 제 4호표 접지선 매설 ＊ F-GV | 150㎟ 이하 ＊ 120㎟ | m |  | 17900 | 0 | 4962 | 0 |  |  |  |  | 0
D05863 | 제 4호표 접지선 매설150㎟ 이하 | 제 4호표 접지선 매설 ＊ F-GV | 150㎟ 이하 ＊ 150㎟ | m |  | 21800 | 0 | 4962 | 0 |  |  |  |  | 0
D03344 | 제 1호표 옥내(관내) 배선6㎟ 이하 | 제 1호표 옥내(관내) 배선 ＊ F-GV | 6㎟ 이하 ＊ 2.5㎟ | m |  | 720 | 0 | 2699 | 0 |  |  |  |  | 0
D03345 | 제 1호표 옥내(관내) 배선6㎟ 이하 | 제 1호표 옥내(관내) 배선 ＊ F-GV | 6㎟ 이하 ＊ 4㎟ | m |  | 1000 | 0 | 2699 | 0 |  |  |  |  | 0
D03346 | 제 1호표 옥내(관내) 배선6㎟ 이하 | 제 1호표 옥내(관내) 배선 ＊ F-GV | 6㎟ 이하 ＊ 6㎟ | m |  | 1140 | 0 | 2699 | 0 |  |  |  |  | 0
D00373 | 제 1호표 옥내(관내) 배선6㎟ 이하 | 제 1호표 옥내(관내) 배선 ＊ HFIX | 6㎟ 이하 ＊ 2.5SQ | m |  | 640 | 0 | 2699 | 0 |  |  |  |  | 0
D00374 | 제 1호표 옥내(관내) 배선6㎟ 이하 | 제 1호표 옥내(관내) 배선 ＊ HFIX | 6㎟ 이하 ＊ 4SQ | m |  | 1050 | 0 | 2699 | 0 |  |  |  |  | 0
D00389 | 제 1호표 옥내(관내) 배선6㎟ 이하 | 제 1호표 옥내(관내) 배선 ＊ 450/700 KIV | 6㎟ 이하 ＊ 1.5㎟ | m |  | 310 | 0 | 2699 | 0 |  |  |  |  | 0
D00390 | 제 1호표 옥내(관내) 배선6㎟ 이하 | 제 1호표 옥내(관내) 배선 ＊ 450/700 KIV | 6㎟ 이하 ＊ 2.5㎟ | m |  | 500 | 0 | 2699 | 0 |  |  |  |  | 0
D00392 | 제 1호표 옥내(관내) 배선6㎟ 이하 | 제 1호표 옥내(관내) 배선 ＊ 450/700 KIV | 6㎟ 이하 ＊ 6㎟ | m |  | 1150 | 0 | 2699 | 0 |  |  |  |  | 0
D00393 | 제 2호표 옥내(관내) 배선16㎟ 이하 | 제 2호표 옥내(관내) 배선 ＊ 450/700 KIV | 16㎟ 이하 ＊ 10㎟ | m |  | 1940 | 0 | 6209 | 0 |  |  |  |  | 0
D00394 | 제 2호표 옥내(관내) 배선16㎟ 이하 | 제 2호표 옥내(관내) 배선 ＊ 450/700 KIV | 16㎟ 이하 ＊ 16㎟ | m |  | 3020 | 0 | 6209 | 0 |  |  |  |  | 0
D00395 | 제 3호표 옥내(관내) 배선38㎟ 이하 | 제 3호표 옥내(관내) 배선 ＊ 450/700 KIV | 38㎟ 이하 ＊ 25㎟ | m |  | 4690 | 0 | 8369 | 0 |  |  |  |  | 0
D00397 | 제 4호표 옥내(관내) 배선50㎟ 이하 | 제 4호표 옥내(관내) 배선 ＊ 450/700 KIV | 50㎟ 이하 ＊ 50㎟ | m |  | 9340 | 0 | 11608 | 0 |  |  |  |  | 0
D00398 | 제 6호표 옥내(관내) 배선70㎟ 이하 | 제 6호표 옥내(관내) 배선 ＊ 450/700 KIV | 70㎟ 이하 ＊ 70㎟ | m |  | 13000 | 0 | 16468 | 0 |  |  |  |  | 0
D00399 | 제 7호표 옥내(관내) 배선100㎟ 이하 | 제 7호표 옥내(관내) 배선 ＊ 450/700 KIV | 100㎟ 이하 ＊ 95㎟ | m |  | 18800 | 0 | 17277 | 0 |  |  |  |  | 0
D00400 | 제 8호표 옥내(관내) 배선120㎟ 이하 | 제 8호표 옥내(관내) 배선 ＊ 450/700 KIV | 120㎟ 이하 ＊ 120㎟ | m |  | 23900 | 0 | 20787 | 0 |  |  |  |  | 0
D00402 | 제 10호표 옥내(관내) 배선200㎟ 이하 | 제 10호표 옥내(관내) 배선 ＊ 450/700 KIV | 200㎟ 이하 ＊ 185㎟ | m |  | 39800 | 0 | 28886 | 0 |  |  |  |  | 0
D00403 | 제 11호표 옥내(관내) 배선250㎟ 이하 | 제 11호표 옥내(관내) 배선 ＊ 450/700 KIV | 250㎟ 이하 ＊ 240㎟ | m |  | 48500 | 0 | 35095 | 0 |  |  |  |  | 0
D00391 | 제 1호표 옥내(관내) 배선6㎟ 이하 | 제 1호표 옥내(관내) 배선 ＊ 450/700 KIV | 6㎟ 이하 ＊ 4㎟ | m |  | 770 | 0 | 2699 | 0 |  |  |  |  | 0
D00396 | 제 3호표 옥내(관내) 배선38㎟ 이하 | 제 3호표 옥내(관내) 배선 ＊ 450/700 KIV | 38㎟ 이하 ＊ 35㎟ | m |  | 6570 | 0 | 8369 | 0 |  |  |  |  | 0
D00401 | 제 9호표 옥내(관내) 배선150㎟ 이하 | 제 9호표 옥내(관내) 배선 ＊ 450/700 KIV | 150㎟ 이하 ＊ 150㎟ | m |  | 29900 | 0 | 23757 | 0 |  |  |  |  | 0
D00404 | 제 1호표 제어용 케이블 설치(2C)2.5㎟ 이하 | 제 1호표 제어용 케이블 설치(2C) ＊ VCT | 2.5㎟ 이하 ＊ 2심, 1㎟ | m |  | 830 | 0 | 4064 | 0 |  |  |  |  | 0
D00405 | 제 1호표 제어용 케이블 설치(2C)2.5㎟ 이하 | 제 1호표 제어용 케이블 설치(2C) ＊ VCT | 2.5㎟ 이하 ＊ 2심, 1.5㎟ | m |  | 1010 | 0 | 4064 | 0 |  |  |  |  | 0
D00406 | 제 1호표 제어용 케이블 설치(2C)2.5㎟ 이하 | 제 1호표 제어용 케이블 설치(2C) ＊ VCT | 2.5㎟ 이하 ＊ 2심, 2.5㎟ | m |  | 1470 | 0 | 4064 | 0 |  |  |  |  | 0
D00407 | 제 2호표 제어용 케이블 설치(2C)4㎟ 이하 | 제 2호표 제어용 케이블 설치(2C) ＊ VCT | 4㎟ 이하 ＊ 2심, 4㎟ | m |  | 2150 | 0 | 4645 | 0 |  |  |  |  | 0
D00408 | 제 3호표 제어용 케이블 설치(2C)6㎟ 이하 | 제 3호표 제어용 케이블 설치(2C) ＊ VCT | 6㎟ 이하 ＊ 2심, 6㎟ | m |  | 3040 | 0 | 5225 | 0 |  |  |  |  | 0
D00409 | 제 5호표 제어용 케이블 설치(2C)10㎟ 이하 | 제 5호표 제어용 케이블 설치(2C) ＊ VCT | 10㎟ 이하 ＊ 2심, 10㎟ | m |  | 4840 | 0 | 7258 | 0 |  |  |  |  | 0
D00413 | 제 1호표 제어용 케이블 설치(3C)2.5㎟ 이하 | 제 1호표 제어용 케이블 설치(3C) ＊ VCT | 2.5㎟ 이하 ＊ 3심, 1㎟ | m |  | 1020 | 0 | 5516 | 0 |  |  |  |  | 0
D00414 | 제 1호표 제어용 케이블 설치(3C)2.5㎟ 이하 | 제 1호표 제어용 케이블 설치(3C) ＊ VCT | 2.5㎟ 이하 ＊ 3심, 1.5㎟ | m |  | 1300 | 0 | 5516 | 0 |  |  |  |  | 0
D00415 | 제 1호표 제어용 케이블 설치(3C)2.5㎟ 이하 | 제 1호표 제어용 케이블 설치(3C) ＊ VCT | 2.5㎟ 이하 ＊ 3심, 2.5㎟ | m |  | 2000 | 0 | 5516 | 0 |  |  |  |  | 0
D00416 | 제 2호표 제어용 케이블 설치(3C)4㎟ 이하 | 제 2호표 제어용 케이블 설치(3C) ＊ VCT | 4㎟ 이하 ＊ 3심, 4㎟ | m |  | 2960 | 0 | 6387 | 0 |  |  |  |  | 0
D00417 | 제 3호표 제어용 케이블 설치(3C)6㎟ 이하 | 제 3호표 제어용 케이블 설치(3C) ＊ VCT | 6㎟ 이하 ＊ 3심, 6㎟ | m |  | 4210 | 0 | 7548 | 0 |  |  |  |  | 0
D00418 | 제 5호표 제어용 케이블 설치(3C)10㎟ 이하 | 제 5호표 제어용 케이블 설치(3C) ＊ VCT | 10㎟ 이하 ＊ 3심, 10㎟ | m |  | 6060 | 0 | 10451 | 0 |  |  |  |  | 0
D00422 | 제 1호표 제어용 케이블 설치(4C)2.5㎟ 이하 | 제 1호표 제어용 케이블 설치(4C) ＊ VCT | 2.5㎟ 이하 ＊ 4심, 1㎟ | m |  | 1290 | 0 | 7548 | 0 |  |  |  |  | 0
D00424 | 제 1호표 제어용 케이블 설치(4C)2.5㎟ 이하 | 제 1호표 제어용 케이블 설치(4C) ＊ VCT | 2.5㎟ 이하 ＊ 4심, 2.5㎟ | m |  | 2550 | 0 | 7548 | 0 |  |  |  |  | 0
D00425 | 제 2호표 제어용 케이블 설치(4C)4㎟ 이하 | 제 2호표 제어용 케이블 설치(4C) ＊ VCT | 4㎟ 이하 ＊ 4심, 4㎟ | m |  | 3850 | 0 | 8419 | 0 |  |  |  |  | 0
D00426 | 제 3호표 제어용 케이블 설치(4C)6㎟ 이하 | 제 3호표 제어용 케이블 설치(4C) ＊ VCT | 6㎟ 이하 ＊ 4심, 6㎟ | m |  | 5450 | 0 | 9871 | 0 |  |  |  |  | 0
D00427 | 제 5호표 제어용 케이블 설치(4C)10㎟ 이하 | 제 5호표 제어용 케이블 설치(4C) ＊ VCT | 10㎟ 이하 ＊ 4심, 10㎟ | m |  | 8880 | 0 | 14226 | 0 |  |  |  |  | 0
D00431 | 제 1호표 제어용 케이블 설치(5C)2.5㎟ 이하 | 제 1호표 제어용 케이블 설치(5C) ＊ VCT | 2.5㎟ 이하 ＊ 5심, 1㎟ | m |  | 1480 | 0 | 9290 | 0 |  |  |  |  | 0
D00433 | 제 1호표 제어용 케이블 설치(5C)2.5㎟ 이하 | 제 1호표 제어용 케이블 설치(5C) ＊ VCT | 2.5㎟ 이하 ＊ 5심, 2.5㎟ | m |  | 2940 | 0 | 9290 | 0 |  |  |  |  | 0
D00434 | 제 2호표 제어용 케이블 설치(5C)4㎟ 이하 | 제 2호표 제어용 케이블 설치(5C) ＊ VCT | 4㎟ 이하 ＊ 5심, 4㎟ | m |  | 4590 | 0 | 9871 | 0 |  |  |  |  | 0
D00435 | 제 3호표 제어용 케이블 설치(5C)6㎟ 이하 | 제 3호표 제어용 케이블 설치(5C) ＊ VCT | 6㎟ 이하 ＊ 5심, 6㎟ | m |  | 6510 | 0 | 11322 | 0 |  |  |  |  | 0
D00436 | 제 5호표 제어용 케이블 설치(5C)10㎟ 이하 | 제 5호표 제어용 케이블 설치(5C) ＊ VCT | 10㎟ 이하 ＊ 5심, 10㎟ | m |  | 10700 | 0 | 15968 | 0 |  |  |  |  | 0
D00437 | 제 1호표 제어용 케이블 설치(6C)2.5㎟ 이하 | 제 1호표 제어용 케이블 설치(6C) ＊ VCT | 2.5㎟ 이하 ＊ 6C, 1.0SQ | m |  | 1590 | 0 | 10161 | 0 |  |  |  |  | 0
D00438 | 제 1호표 제어용 케이블 설치(6C)2.5㎟ 이하 | 제 1호표 제어용 케이블 설치(6C) ＊ VCT | 2.5㎟ 이하 ＊ 6C, 1.5SQ | m |  | 2210 | 0 | 10161 | 0 |  |  |  |  | 0
D00439 | 제 1호표 제어용 케이블 설치(6C)2.5㎟ 이하 | 제 1호표 제어용 케이블 설치(6C) ＊ VCT | 2.5㎟ 이하 ＊ 6C, 2.5SQ | m |  | 3470 | 0 | 10161 | 0 |  |  |  |  | 0
D00440 | 제 2호표 제어용 케이블 설치(6C)4㎟ 이하 | 제 2호표 제어용 케이블 설치(6C) ＊ VCT | 4㎟ 이하 ＊ 6C, 4SQ | m |  | 5510 | 0 | 11032 | 0 |  |  |  |  | 0
D00441 | 제 3호표 제어용 케이블 설치(6C)6㎟ 이하 | 제 3호표 제어용 케이블 설치(6C) ＊ VCT | 6㎟ 이하 ＊ 6C, 6SQ | m |  | 8580 | 0 | 12774 | 0 |  |  |  |  | 0
D00442 | 제 5호표 제어용 케이블 설치(6C)10㎟ 이하 | 제 5호표 제어용 케이블 설치(6C) ＊ VCT | 10㎟ 이하 ＊ 6C, 10SQ | m |  | 14300 | 0 | 18290 | 0 |  |  |  |  | 0
D00443 | 제 1호표 제어용 케이블 설치(8C)2.5㎟ 이하 | 제 1호표 제어용 케이블 설치(8C) ＊ VCT | 2.5㎟ 이하 ＊ 8심, 1㎟ | m |  | 2170 | 0 | 12193 | 0 |  |  |  |  | 0
D00444 | 제 1호표 제어용 케이블 설치(8C)2.5㎟ 이하 | 제 1호표 제어용 케이블 설치(8C) ＊ VCT | 2.5㎟ 이하 ＊ 8심, 1.5㎟ | m |  | 2900 | 0 | 12193 | 0 |  |  |  |  | 0
D00445 | 제 1호표 제어용 케이블 설치(8C)2.5㎟ 이하 | 제 1호표 제어용 케이블 설치(8C) ＊ VCT | 2.5㎟ 이하 ＊ 8심, 2.5㎟ | m |  | 4470 | 0 | 12193 | 0 |  |  |  |  | 0
D00447 | 제 3호표 제어용 케이블 설치(8C)6㎟ 이하 | 제 3호표 제어용 케이블 설치(8C) ＊ VCT | 6㎟ 이하 ＊ 8심, 6㎟ | m |  | 10100 | 0 | 15097 | 0 |  |  |  |  | 0
D00448 | 제 1호표 제어용 케이블 설치(10C)2.5㎟ 이하 | 제 1호표 제어용 케이블 설치(10C) ＊ VCT | 2.5㎟ 이하 ＊ 10심, 1㎟ | m |  | 2780 | 0 | 13935 | 0 |  |  |  |  | 0
D00449 | 제 1호표 제어용 케이블 설치(10C)2.5㎟ 이하 | 제 1호표 제어용 케이블 설치(10C) ＊ VCT | 2.5㎟ 이하 ＊ 10심, 1.5㎟ | m |  | 3590 | 0 | 13935 | 0 |  |  |  |  | 0
D00450 | 제 1호표 제어용 케이블 설치(10C)2.5㎟ 이하 | 제 1호표 제어용 케이블 설치(10C) ＊ VCT | 2.5㎟ 이하 ＊ 10심, 2.5㎟ | m |  | 5560 | 0 | 13935 | 0 |  |  |  |  | 0
D00452 | 제 3호표 제어용 케이블 설치(10C)6㎟ 이하 | 제 3호표 제어용 케이블 설치(10C) ＊ VCT | 6㎟ 이하 ＊ 10심, 6㎟ | m |  | 12500 | 0 | 17129 | 0 |  |  |  |  | 0
D00453 | 제 1호표 제어용 케이블 설치(12C)2.5㎟ 이하 | 제 1호표 제어용 케이블 설치(12C) ＊ VCT | 2.5㎟ 이하 ＊ 12심, 1㎟ | m |  | 3130 | 0 | 15677 | 0 |  |  |  |  | 0
D00454 | 제 1호표 제어용 케이블 설치(12C)2.5㎟ 이하 | 제 1호표 제어용 케이블 설치(12C) ＊ VCT | 2.5㎟ 이하 ＊ 12심, 1.5㎟ | m |  | 4210 | 0 | 15677 | 0 |  |  |  |  | 0
D00456 | 제 2호표 제어용 케이블 설치(12C)4㎟ 이하 | 제 2호표 제어용 케이블 설치(12C) ＊ VCT | 4㎟ 이하 ＊ 12심, 4㎟ | m |  | 10200 | 0 | 16839 | 0 |  |  |  |  | 0
D00457 | 제 1호표 제어용 케이블 설치(15C)2.5㎟ 이하 | 제 1호표 제어용 케이블 설치(15C) ＊ VCT | 2.5㎟ 이하 ＊ 15심, 1㎟ | m |  | 3810 | 0 | 18000 | 0 |  |  |  |  | 0
D00458 | 제 1호표 제어용 케이블 설치(15C)2.5㎟ 이하 | 제 1호표 제어용 케이블 설치(15C) ＊ VCT | 2.5㎟ 이하 ＊ 15심, 1.5㎟ | m |  | 5150 | 0 | 18000 | 0 |  |  |  |  | 0
D00459 | 제 1호표 제어용 케이블 설치(15C)2.5㎟ 이하 | 제 1호표 제어용 케이블 설치(15C) ＊ VCT | 2.5㎟ 이하 ＊ 15심, 2.5㎟ | m |  | 8090 | 0 | 18000 | 0 |  |  |  |  | 0
D00461 | 제 1호표 제어용 케이블 설치(30C)2.5㎟ 이하 | 제 1호표 제어용 케이블 설치(30C) ＊ VCT | 2.5㎟ 이하 ＊ 25심, 1㎟ | m |  | 6090 | 0 | 28452 | 0 |  |  |  |  | 0
D00462 | 제 1호표 제어용 케이블 설치(30C)2.5㎟ 이하 | 제 1호표 제어용 케이블 설치(30C) ＊ VCT | 2.5㎟ 이하 ＊ 25심, 1.5㎟ | m |  | 8330 | 0 | 28452 | 0 |  |  |  |  | 0
D00463 | 제 1호표 제어용 케이블 설치(30C)2.5㎟ 이하 | 제 1호표 제어용 케이블 설치(30C) ＊ VCT | 2.5㎟ 이하 ＊ 25심, 2.5㎟ | m |  | 13200 | 0 | 28452 | 0 |  |  |  |  | 0
D00467 | 제 1호표 제어용 케이블 설치(1C)2.5㎟ 이하 | 제 1호표 제어용 케이블 설치(1C) ＊ F-CV케이블 | 2.5㎟ 이하 ＊ 0.6/1KV 1C 1.5㎟ | m |  | 410 | 0 | 2903 | 0 |  |  |  |  | 0
D00468 | 제 1호표 제어용 케이블 설치(1C)2.5㎟ 이하 | 제 1호표 제어용 케이블 설치(1C) ＊ F-CV케이블 | 2.5㎟ 이하 ＊ 0.6/1KV 1C 2.5㎟ | m |  | 570 | 0 | 2903 | 0 |  |  |  |  | 0
D00469 | 제 2호표 제어용 케이블 설치(1C)4㎟ 이하 | 제 2호표 제어용 케이블 설치(1C) ＊ F-CV케이블 | 4㎟ 이하 ＊ 0.6/1KV 1C 4㎟ | m |  | 800 | 0 | 3193 | 0 |  |  |  |  | 0
D00470 | 제 3호표 제어용 케이블 설치(1C)6㎟ 이하 | 제 3호표 제어용 케이블 설치(1C) ＊ F-CV케이블 | 6㎟ 이하 ＊ 0.6/1KV 1C 6㎟ | m |  | 1170 | 0 | 3774 | 0 |  |  |  |  | 0
D00471 | 제 5호표 제어용 케이블 설치(1C)10㎟ 이하 | 제 5호표 제어용 케이블 설치(1C) ＊ F-CV케이블 | 10㎟ 이하 ＊ 0.6/1KV 1C 10㎟ | m |  | 1820 | 0 | 5225 | 0 |  |  |  |  | 0
D00486 | 제 1호표 제어용 케이블 설치(2C)2.5㎟ 이하 | 제 1호표 제어용 케이블 설치(2C) ＊ F-CV케이블 | 2.5㎟ 이하 ＊ 0.6/1KV 2C 1.5㎟ | m |  | 1050 | 0 | 4064 | 0 |  |  |  |  | 0
D00488 | 제 2호표 제어용 케이블 설치(2C)4㎟ 이하 | 제 2호표 제어용 케이블 설치(2C) ＊ F-CV케이블 | 4㎟ 이하 ＊ 0.6/1KV 2C 4㎟ | m |  | 1920 | 0 | 4645 | 0 |  |  |  |  | 0
D00489 | 제 3호표 제어용 케이블 설치(2C)6㎟ 이하 | 제 3호표 제어용 케이블 설치(2C) ＊ F-CV케이블 | 6㎟ 이하 ＊ 0.6/1KV 2C 6㎟ | m |  | 2590 | 0 | 5225 | 0 |  |  |  |  | 0
D00490 | 제 5호표 제어용 케이블 설치(2C)10㎟ 이하 | 제 5호표 제어용 케이블 설치(2C) ＊ F-CV케이블 | 10㎟ 이하 ＊ 0.6/1KV 2C 10㎟ | m |  | 3940 | 0 | 7258 | 0 |  |  |  |  | 0
D00502 | 제 1호표 제어용 케이블 설치(3C)2.5㎟ 이하 | 제 1호표 제어용 케이블 설치(3C) ＊ F-CV케이블 | 2.5㎟ 이하 ＊ 0.6/1KV 3C 1.5㎟ | m |  | 1350 | 0 | 5516 | 0 |  |  |  |  | 0
D00504 | 제 2호표 제어용 케이블 설치(3C)4㎟ 이하 | 제 2호표 제어용 케이블 설치(3C) ＊ F-CV케이블 | 4㎟ 이하 ＊ 0.6/1KV 3C 4㎟ | m |  | 2540 | 0 | 6387 | 0 |  |  |  |  | 0
D00505 | 제 3호표 제어용 케이블 설치(3C)6㎟ 이하 | 제 3호표 제어용 케이블 설치(3C) ＊ F-CV케이블 | 6㎟ 이하 ＊ 0.6/1KV 3C 6㎟ | m |  | 3500 | 0 | 7548 | 0 |  |  |  |  | 0
D00506 | 제 5호표 제어용 케이블 설치(3C)10㎟ 이하 | 제 5호표 제어용 케이블 설치(3C) ＊ F-CV케이블 | 10㎟ 이하 ＊ 0.6/1KV 3C 10㎟ | m |  | 5570 | 0 | 10451 | 0 |  |  |  |  | 0
D00518 | 제 1호표 제어용 케이블 설치(4C)2.5㎟ 이하 | 제 1호표 제어용 케이블 설치(4C) ＊ F-CV케이블 | 2.5㎟ 이하 ＊ 0.6/1KV 4C 1.5㎟ | m |  | 1650 | 0 | 7548 | 0 |  |  |  |  | 0
D00519 | 제 1호표 제어용 케이블 설치(4C)2.5㎟ 이하 | 제 1호표 제어용 케이블 설치(4C) ＊ F-CV케이블 | 2.5㎟ 이하 ＊ 0.6/1KV 4C 2.5㎟ | m |  | 2240 | 0 | 7548 | 0 |  |  |  |  | 0
D00520 | 제 2호표 제어용 케이블 설치(4C)4㎟ 이하 | 제 2호표 제어용 케이블 설치(4C) ＊ F-CV케이블 | 4㎟ 이하 ＊ 0.6/1KV 4C 4㎟ | m |  | 3210 | 0 | 8419 | 0 |  |  |  |  | 0
D00521 | 제 3호표 제어용 케이블 설치(4C)6㎟ 이하 | 제 3호표 제어용 케이블 설치(4C) ＊ F-CV케이블 | 6㎟ 이하 ＊ 0.6/1KV 4C 6㎟ | m |  | 4510 | 0 | 9871 | 0 |  |  |  |  | 0
D00522 | 제 5호표 제어용 케이블 설치(4C)10㎟ 이하 | 제 5호표 제어용 케이블 설치(4C) ＊ F-CV케이블 | 10㎟ 이하 ＊ 0.6/1KV 4C 10㎟ | m |  | 7150 | 0 | 14226 | 0 |  |  |  |  | 0
D00472 | 제 1호표 전력케이블 구내 설치(P.V.C 및 고무절연외장)600V 16㎟이하 X 1C | 제 1호표 전력케이블 구내 설치(P.V.C 및 고무절연외장) ＊ F-CV케이블 | 600V 16㎟이하 X 1C ＊ 0.6/1KV 1C 16㎟ | m |  | 2900 | 0 | 6677 | 0 |  |  |  |  | 0
D00473 | 제 2호표 전력케이블 구내 설치(P.V.C 및 고무절연외장)600V 25㎟이하 X 1C | 제 2호표 전력케이블 구내 설치(P.V.C 및 고무절연외장) ＊ F-CV케이블 | 600V 25㎟이하 X 1C ＊ 0.6/1KV 1C 25㎟ | m |  | 4380 | 0 | 8709 | 0 |  |  |  |  | 0
D00474 | 제 3호표 전력케이블 구내 설치(P.V.C 및 고무절연외장)600V 38㎟이하 X 1C | 제 3호표 전력케이블 구내 설치(P.V.C 및 고무절연외장) ＊ F-CV케이블 | 600V 38㎟이하 X 1C ＊ 0.6/1KV 1C 35㎟ | m |  | 5970 | 0 | 10451 | 0 |  |  |  |  | 0
D00475 | 제 4호표 전력케이블 구내 설치(P.V.C 및 고무절연외장)600V 50㎟이하 X 1C | 제 4호표 전력케이블 구내 설치(P.V.C 및 고무절연외장) ＊ F-CV케이블 | 600V 50㎟이하 X 1C ＊ 0.6/1KV 1C 50㎟ | m |  | 7980 | 0 | 12484 | 0 |  |  |  |  | 0
D00476 | 제 6호표 전력케이블 구내 설치(P.V.C 및 고무절연외장)600V 70㎟이하 X 1C | 제 6호표 전력케이블 구내 설치(P.V.C 및 고무절연외장) ＊ F-CV케이블 | 600V 70㎟이하 X 1C ＊ 0.6/1KV 1C 70㎟ | m |  | 11100 | 0 | 16548 | 0 |  |  |  |  | 0
D00477 | 제 8호표 전력케이블 구내 설치(P.V.C 및 고무절연외장)600V 100㎟이하 X 1C | 제 8호표 전력케이블 구내 설치(P.V.C 및 고무절연외장) ＊ F-CV케이블 | 600V 100㎟이하 X 1C ＊ 0.6/1KV 1C 95㎟ | m |  | 15400 | 0 | 20613 | 0 |  |  |  |  | 0
D00478 | 제 9호표 전력케이블 구내 설치(P.V.C 및 고무절연외장)600V 125㎟이하 X 1C | 제 9호표 전력케이블 구내 설치(P.V.C 및 고무절연외장) ＊ F-CV케이블 | 600V 125㎟이하 X 1C ＊ 0.6/1KV 1C 120㎟ | m |  | 19100 | 0 | 24387 | 0 |  |  |  |  | 0
D00479 | 제 10호표 전력케이블 구내 설치(P.V.C 및 고무절연외장)600V 150㎟이하 X 1C | 제 10호표 전력케이블 구내 설치(P.V.C 및 고무절연외장) ＊ F-CV케이블 | 600V 150㎟이하 X 1C ＊ 0.6/1KV 1C 150㎟ | m |  | 23500 | 0 | 28162 | 0 |  |  |  |  | 0
D00480 | 제 11호표 전력케이블 구내 설치(P.V.C 및 고무절연외장)600V 185㎟이하 X 1C | 제 11호표 전력케이블 구내 설치(P.V.C 및 고무절연외장) ＊ F-CV케이블 | 600V 185㎟이하 X 1C ＊ 0.6/1KV 1C 185㎟ | m |  | 29100 | 0 | 31355 | 0 |  |  |  |  | 0
D00481 | 제 13호표 전력케이블 구내 설치(P.V.C 및 고무절연외장)600V 240㎟이하 X 1C | 제 13호표 전력케이블 구내 설치(P.V.C 및 고무절연외장) ＊ F-CV케이블 | 600V 240㎟이하 X 1C ＊ 0.6/1KV 1C 240㎟ | m |  | 37400 | 0 | 39485 | 0 |  |  |  |  | 0
D00482 | 제 15호표 전력케이블 구내 설치(P.V.C 및 고무절연외장)600V 300㎟이하 X 1C | 제 15호표 전력케이블 구내 설치(P.V.C 및 고무절연외장) ＊ F-CV케이블 | 600V 300㎟이하 X 1C ＊ 0.6/1KV 1C 300㎟ | m |  | 47700 | 0 | 46162 | 0 |  |  |  |  | 0
D00484 | 제 18호표 전력케이블 구내 설치(P.V.C 및 고무절연외장)600V 500㎟이하 X 1C | 제 18호표 전력케이블 구내 설치(P.V.C 및 고무절연외장) ＊ F-CV케이블 | 600V 500㎟이하 X 1C ＊ 0.6/1KV 1C 500㎟ | m |  | 82400 | 0 | 69679 | 0 |  |  |  |  | 0
D00485 | 제 19호표 전력케이블 구내 설치(P.V.C 및 고무절연외장)600V 630㎟이하 X 1C | 제 19호표 전력케이블 구내 설치(P.V.C 및 고무절연외장) ＊ F-CV케이블 | 600V 630㎟이하 X 1C ＊ 0.6/1KV 1C 630㎟ | m |  | 105000 | 0 | 82744 | 0 |  |  |  |  | 0
D00491 | 제 1호표 전력케이블 구내 설치(P.V.C 및 고무절연외장)600V 16㎟이하 X 1C | 제 1호표 전력케이블 구내 설치(P.V.C 및 고무절연외장) ＊ F-CV케이블 | 600V 16㎟이하 X 1C ＊ 0.6/1KV 2C 16㎟ | m |  | 6160 | 0 | 6677 | 0 |  |  |  |  | 0
D00492 | 제 2호표 전력케이블 구내 설치(P.V.C 및 고무절연외장)600V 25㎟이하 X 1C | 제 2호표 전력케이블 구내 설치(P.V.C 및 고무절연외장) ＊ F-CV케이블 | 600V 25㎟이하 X 1C ＊ 0.6/1KV 2C 25㎟ | m |  | 9430 | 0 | 8709 | 0 |  |  |  |  | 0
D00493 | 제 3호표 전력케이블 구내 설치(P.V.C 및 고무절연외장)600V 38㎟이하 X 1C | 제 3호표 전력케이블 구내 설치(P.V.C 및 고무절연외장) ＊ F-CV케이블 | 600V 38㎟이하 X 1C ＊ 0.6/1KV 2C 35㎟ | m |  | 12500 | 0 | 10451 | 0 |  |  |  |  | 0
D00494 | 제 4호표 전력케이블 구내 설치(P.V.C 및 고무절연외장)600V 50㎟이하 X 1C | 제 4호표 전력케이블 구내 설치(P.V.C 및 고무절연외장) ＊ F-CV케이블 | 600V 50㎟이하 X 1C ＊ 0.6/1KV 2C 50㎟ | m |  | 17300 | 0 | 12484 | 0 |  |  |  |  | 0
D00495 | 제 6호표 전력케이블 구내 설치(P.V.C 및 고무절연외장)600V 70㎟이하 X 1C | 제 6호표 전력케이블 구내 설치(P.V.C 및 고무절연외장) ＊ F-CV케이블 | 600V 70㎟이하 X 1C ＊ 0.6/1KV 2C 70㎟ | m |  | 23900 | 0 | 16548 | 0 |  |  |  |  | 0
D00496 | 제 8호표 전력케이블 구내 설치(P.V.C 및 고무절연외장)600V 100㎟이하 X 1C | 제 8호표 전력케이블 구내 설치(P.V.C 및 고무절연외장) ＊ F-CV케이블 | 600V 100㎟이하 X 1C ＊ 0.6/1KV 2C 95㎟ | m |  | 33400 | 0 | 20613 | 0 |  |  |  |  | 0
D00497 | 제 9호표 전력케이블 구내 설치(P.V.C 및 고무절연외장)600V 125㎟이하 X 1C | 제 9호표 전력케이블 구내 설치(P.V.C 및 고무절연외장) ＊ F-CV케이블 | 600V 125㎟이하 X 1C ＊ 0.6/1KV 2C 120㎟ | m |  | 41300 | 0 | 24387 | 0 |  |  |  |  | 0
D00498 | 제 10호표 전력케이블 구내 설치(P.V.C 및 고무절연외장)600V 150㎟이하 X 1C | 제 10호표 전력케이블 구내 설치(P.V.C 및 고무절연외장) ＊ F-CV케이블 | 600V 150㎟이하 X 1C ＊ 0.6/1KV 2C 150㎟ | m |  | 50800 | 0 | 28162 | 0 |  |  |  |  | 0
D00500 | 제 13호표 전력케이블 구내 설치(P.V.C 및 고무절연외장)600V 240㎟이하 X 1C | 제 13호표 전력케이블 구내 설치(P.V.C 및 고무절연외장) ＊ F-CV케이블 | 600V 240㎟이하 X 1C ＊ 0.6/1KV 2C 240㎟ | m |  | 81100 | 0 | 39485 | 0 |  |  |  |  | 0
D00501 | 제 15호표 전력케이블 구내 설치(P.V.C 및 고무절연외장)600V 300㎟이하 X 1C | 제 15호표 전력케이블 구내 설치(P.V.C 및 고무절연외장) ＊ F-CV케이블 | 600V 300㎟이하 X 1C ＊ 0.6/1KV 2C 300㎟ | m |  | 102000 | 0 | 46162 | 0 |  |  |  |  | 0
D00507 | 제 1호표 전력케이블 구내 설치(P.V.C 및 고무절연외장)600V 16㎟이하 X 1C | 제 1호표 전력케이블 구내 설치(P.V.C 및 고무절연외장) ＊ F-CV케이블 | 600V 16㎟이하 X 1C ＊ 0.6/1KV 3C 16㎟ | m |  | 8690 | 0 | 6677 | 0 |  |  |  |  | 0
D00508 | 제 2호표 전력케이블 구내 설치(P.V.C 및 고무절연외장)600V 25㎟이하 X 1C | 제 2호표 전력케이블 구내 설치(P.V.C 및 고무절연외장) ＊ F-CV케이블 | 600V 25㎟이하 X 1C ＊ 0.6/1KV 3C 25㎟ | m |  | 13500 | 0 | 8709 | 0 |  |  |  |  | 0
D00509 | 제 3호표 전력케이블 구내 설치(P.V.C 및 고무절연외장)600V 38㎟이하 X 1C | 제 3호표 전력케이블 구내 설치(P.V.C 및 고무절연외장) ＊ F-CV케이블 | 600V 38㎟이하 X 1C ＊ 0.6/1KV 3C 35㎟ | m |  | 18000 | 0 | 10451 | 0 |  |  |  |  | 0
D00510 | 제 4호표 전력케이블 구내 설치(P.V.C 및 고무절연외장)600V 50㎟이하 X 1C | 제 4호표 전력케이블 구내 설치(P.V.C 및 고무절연외장) ＊ F-CV케이블 | 600V 50㎟이하 X 1C ＊ 0.6/1KV 3C 50㎟ | m |  | 24400 | 0 | 12484 | 0 |  |  |  |  | 0
D00512 | 제 8호표 전력케이블 구내 설치(P.V.C 및 고무절연외장)600V 100㎟이하 X 1C | 제 8호표 전력케이블 구내 설치(P.V.C 및 고무절연외장) ＊ F-CV케이블 | 600V 100㎟이하 X 1C ＊ 0.6/1KV 3C 95㎟ | m |  | 47900 | 0 | 20613 | 0 |  |  |  |  | 0
D00513 | 제 9호표 전력케이블 구내 설치(P.V.C 및 고무절연외장)600V 125㎟이하 X 1C | 제 9호표 전력케이블 구내 설치(P.V.C 및 고무절연외장) ＊ F-CV케이블 | 600V 125㎟이하 X 1C ＊ 0.6/1KV 3C 120㎟ | m |  | 59300 | 0 | 24387 | 0 |  |  |  |  | 0
D00514 | 제 10호표 전력케이블 구내 설치(P.V.C 및 고무절연외장)600V 150㎟이하 X 1C | 제 10호표 전력케이블 구내 설치(P.V.C 및 고무절연외장) ＊ F-CV케이블 | 600V 150㎟이하 X 1C ＊ 0.6/1KV 3C 150㎟ | m |  | 73300 | 0 | 28162 | 0 |  |  |  |  | 0
D00515 | 제 11호표 전력케이블 구내 설치(P.V.C 및 고무절연외장)600V 185㎟이하 X 1C | 제 11호표 전력케이블 구내 설치(P.V.C 및 고무절연외장) ＊ F-CV케이블 | 600V 185㎟이하 X 1C ＊ 0.6/1KV 3C 185㎟ | m |  | 90800 | 0 | 31355 | 0 |  |  |  |  | 0
D00516 | 제 13호표 전력케이블 구내 설치(P.V.C 및 고무절연외장)600V 240㎟이하 X 1C | 제 13호표 전력케이블 구내 설치(P.V.C 및 고무절연외장) ＊ F-CV케이블 | 600V 240㎟이하 X 1C ＊ 0.6/1KV 3C 240㎟ | m |  | 117000 | 0 | 39485 | 0 |  |  |  |  | 0
D00517 | 제 15호표 전력케이블 구내 설치(P.V.C 및 고무절연외장)600V 300㎟이하 X 1C | 제 15호표 전력케이블 구내 설치(P.V.C 및 고무절연외장) ＊ F-CV케이블 | 600V 300㎟이하 X 1C ＊ 0.6/1KV 3C 300㎟ | m |  | 148000 | 0 | 46162 | 0 |  |  |  |  | 0
D00523 | 제 1호표 전력케이블 구내 설치(P.V.C 및 고무절연외장)600V 16㎟이하 X 1C | 제 1호표 전력케이블 구내 설치(P.V.C 및 고무절연외장) ＊ F-CV케이블 | 600V 16㎟이하 X 1C ＊ 0.6/1KV 4C 16㎟ | m |  | 11500 | 0 | 6677 | 0 |  |  |  |  | 0
D00524 | 제 2호표 전력케이블 구내 설치(P.V.C 및 고무절연외장)600V 25㎟이하 X 1C | 제 2호표 전력케이블 구내 설치(P.V.C 및 고무절연외장) ＊ F-CV케이블 | 600V 25㎟이하 X 1C ＊ 0.6/1KV 4C 25㎟ | m |  | 17800 | 0 | 8709 | 0 |  |  |  |  | 0
D00525 | 제 3호표 전력케이블 구내 설치(P.V.C 및 고무절연외장)600V 38㎟이하 X 1C | 제 3호표 전력케이블 구내 설치(P.V.C 및 고무절연외장) ＊ F-CV케이블 | 600V 38㎟이하 X 1C ＊ 0.6/1KV 4C 35㎟ | m |  | 23700 | 0 | 10451 | 0 |  |  |  |  | 0
D00526 | 제 4호표 전력케이블 구내 설치(P.V.C 및 고무절연외장)600V 50㎟이하 X 1C | 제 4호표 전력케이블 구내 설치(P.V.C 및 고무절연외장) ＊ F-CV케이블 | 600V 50㎟이하 X 1C ＊ 0.6/1KV 4C 50㎟ | m |  | 32700 | 0 | 12484 | 0 |  |  |  |  | 0
D00527 | 제 6호표 전력케이블 구내 설치(P.V.C 및 고무절연외장)600V 70㎟이하 X 1C | 제 6호표 전력케이블 구내 설치(P.V.C 및 고무절연외장) ＊ F-CV케이블 | 600V 70㎟이하 X 1C ＊ 0.6/1KV 4C 70㎟ | m |  | 45900 | 0 | 16548 | 0 |  |  |  |  | 0
D00529 | 제 9호표 전력케이블 구내 설치(P.V.C 및 고무절연외장)600V 125㎟이하 X 1C | 제 9호표 전력케이블 구내 설치(P.V.C 및 고무절연외장) ＊ F-CV케이블 | 600V 125㎟이하 X 1C ＊ 0.6/1KV 4C 120㎟ | m |  | 79300 | 0 | 24387 | 0 |  |  |  |  | 0
D00530 | 제 10호표 전력케이블 구내 설치(P.V.C 및 고무절연외장)600V 150㎟이하 X 1C | 제 10호표 전력케이블 구내 설치(P.V.C 및 고무절연외장) ＊ F-CV케이블 | 600V 150㎟이하 X 1C ＊ 0.6/1KV 4C 150㎟ | m |  | 97700 | 0 | 28162 | 0 |  |  |  |  | 0
D00531 | 제 11호표 전력케이블 구내 설치(P.V.C 및 고무절연외장)600V 185㎟이하 X 1C | 제 11호표 전력케이블 구내 설치(P.V.C 및 고무절연외장) ＊ F-CV케이블 | 600V 185㎟이하 X 1C ＊ 0.6/1KV 4C 185㎟ | m |  | 121000 | 0 | 31355 | 0 |  |  |  |  | 0
D00533 | 제 15호표 전력케이블 구내 설치(P.V.C 및 고무절연외장)600V 300㎟이하 X 1C | 제 15호표 전력케이블 구내 설치(P.V.C 및 고무절연외장) ＊ F-CV케이블 | 600V 300㎟이하 X 1C ＊ 0.6/1KV 4C 300㎟ | m |  | 199000 | 0 | 46162 | 0 |  |  |  |  | 0
D00789 | 제 3호표 제어용 케이블 설치(2C)6㎟ 이하 | 제 3호표 제어용 케이블 설치(2C) ＊ F-CVV-SB | 6㎟ 이하 ＊ 6㎟, 2심 | m |  | 3690 | 0 | 5225 | 0 |  |  |  |  | 0
D00793 | 제 3호표 제어용 케이블 설치(3C)6㎟ 이하 | 제 3호표 제어용 케이블 설치(3C) ＊ F-CVV-SB | 6㎟ 이하 ＊ 6㎟, 3심 | m |  | 4570 | 0 | 7548 | 0 |  |  |  |  | 0
D00810 | 제 1호표 제어용 케이블 설치(8C)2.5㎟ 이하 | 제 1호표 제어용 케이블 설치(8C) ＊ F-CVV-SB | 2.5㎟ 이하 ＊ 1.5㎟, 8심 | m |  | 4420 | 0 | 12193 | 0 |  |  |  |  | 0
D00815 | 제 1호표 제어용 케이블 설치(10C)2.5㎟ 이하 | 제 1호표 제어용 케이블 설치(10C) ＊ F-CVV-SB | 2.5㎟ 이하 ＊ 2.5㎟, 10심 | m |  | 7140 | 0 | 13935 | 0 |  |  |  |  | 0
D00820 | 제 2호표 제어용 케이블 설치(12C)4㎟ 이하 | 제 2호표 제어용 케이블 설치(12C) ＊ F-CVV-SB | 4㎟ 이하 ＊ 4㎟, 12심 | m |  | 11700 | 0 | 16839 | 0 |  |  |  |  | 0
D00824 | 제 2호표 제어용 케이블 설치(15C)4㎟ 이하 | 제 2호표 제어용 케이블 설치(15C) ＊ F-CVV-SB | 4㎟ 이하 ＊ 4㎟, 15심 | m |  | 14100 | 0 | 19452 | 0 |  |  |  |  | 0
D03352 | 제 2호표 제어용 케이블 설치(2C)4㎟ 이하 | 제 2호표 제어용 케이블 설치(2C) ＊ F-CVV-SB | 4㎟ 이하 ＊ 4㎟, 2심 | m |  | 3110 | 0 | 4645 | 0 |  |  |  |  | 0
D03353 | 제 3호표 제어용 케이블 설치(2C)6㎟ 이하 | 제 3호표 제어용 케이블 설치(2C) ＊ F-CVV-SB | 6㎟ 이하 ＊ 6㎟, 2심 | m |  | 3690 | 0 | 5225 | 0 |  |  |  |  | 0
D03354 | 제 1호표 제어용 케이블 설치(3C)2.5㎟ 이하 | 제 1호표 제어용 케이블 설치(3C) ＊ F-CVV-SB | 2.5㎟ 이하 ＊ 2.5㎟, 3심 | m |  | 2980 | 0 | 5516 | 0 |  |  |  |  | 0
D03355 | 제 2호표 제어용 케이블 설치(3C)4㎟ 이하 | 제 2호표 제어용 케이블 설치(3C) ＊ F-CVV-SB | 4㎟ 이하 ＊ 4㎟, 3심 | m |  | 3920 | 0 | 6387 | 0 |  |  |  |  | 0
D03356 | 제 3호표 제어용 케이블 설치(3C)6㎟ 이하 | 제 3호표 제어용 케이블 설치(3C) ＊ F-CVV-SB | 6㎟ 이하 ＊ 6㎟, 3심 | m |  | 4570 | 0 | 7548 | 0 |  |  |  |  | 0
D03357 | 제 1호표 제어용 케이블 설치(4C)2.5㎟ 이하 | 제 1호표 제어용 케이블 설치(4C) ＊ F-CVV-SB | 2.5㎟ 이하 ＊ 2.5㎟, 4심 | m |  | 3460 | 0 | 7548 | 0 |  |  |  |  | 0
D03359 | 제 3호표 제어용 케이블 설치(4C)6㎟ 이하 | 제 3호표 제어용 케이블 설치(4C) ＊ F-CVV-SB | 6㎟ 이하 ＊ 6㎟, 4심 | m |  | 5590 | 0 | 9871 | 0 |  |  |  |  | 0
D03360 | 제 1호표 제어용 케이블 설치(5C)2.5㎟ 이하 | 제 1호표 제어용 케이블 설치(5C) ＊ F-CVV-SB | 2.5㎟ 이하 ＊ 2.5㎟, 5심 | m |  | 4070 | 0 | 9290 | 0 |  |  |  |  | 0
D03361 | 제 2호표 제어용 케이블 설치(5C)4㎟ 이하 | 제 2호표 제어용 케이블 설치(5C) ＊ F-CVV-SB | 4㎟ 이하 ＊ 4㎟, 5심 | m |  | 5580 | 0 | 9871 | 0 |  |  |  |  | 0
D03363 | 제 1호표 제어용 케이블 설치(6C)2.5㎟ 이하 | 제 1호표 제어용 케이블 설치(6C) ＊ F-CVV-SB | 2.5㎟ 이하 ＊ 2.5㎟, 6심 | m |  | 4650 | 0 | 10161 | 0 |  |  |  |  | 0
D03364 | 제 2호표 제어용 케이블 설치(6C)4㎟ 이하 | 제 2호표 제어용 케이블 설치(6C) ＊ F-CVV-SB | 4㎟ 이하 ＊ 4㎟, 6심 | m |  | 6550 | 0 | 11032 | 0 |  |  |  |  | 0
D03365 | 제 3호표 제어용 케이블 설치(6C)6㎟ 이하 | 제 3호표 제어용 케이블 설치(6C) ＊ F-CVV-SB | 6㎟ 이하 ＊ 6㎟, 6심 | m |  | 7850 | 0 | 12774 | 0 |  |  |  |  | 0
D03366 | 제 1호표 제어용 케이블 설치(7C)2.5㎟ 이하 | 제 1호표 제어용 케이블 설치(7C) ＊ F-CVV-SB | 2.5㎟ 이하 ＊ 2.5㎟, 7심 | m |  | 5040 | 0 | 11322 | 0 |  |  |  |  | 0
D03368 | 제 3호표 제어용 케이블 설치(7C)6㎟ 이하 | 제 3호표 제어용 케이블 설치(7C) ＊ F-CVV-SB | 6㎟ 이하 ＊ 6㎟, 7심 | m |  | 8580 | 0 | 13935 | 0 |  |  |  |  | 0
D03369 | 제 1호표 제어용 케이블 설치(8C)2.5㎟ 이하 | 제 1호표 제어용 케이블 설치(8C) ＊ F-CVV-SB | 2.5㎟ 이하 ＊ 2.5㎟, 8심 | m |  | 5610 | 0 | 12193 | 0 |  |  |  |  | 0
D03370 | 제 2호표 제어용 케이블 설치(8C)4㎟ 이하 | 제 2호표 제어용 케이블 설치(8C) ＊ F-CVV-SB | 4㎟ 이하 ＊ 4㎟, 8심 | m |  | 7920 | 0 | 13355 | 0 |  |  |  |  | 0
D03371 | 제 3호표 제어용 케이블 설치(8C)6㎟ 이하 | 제 3호표 제어용 케이블 설치(8C) ＊ F-CVV-SB | 6㎟ 이하 ＊ 6㎟, 8심 | m |  | 9730 | 0 | 15097 | 0 |  |  |  |  | 0
D03372 | 제 1호표 제어용 케이블 설치(10C)2.5㎟ 이하 | 제 1호표 제어용 케이블 설치(10C) ＊ F-CVV-SB | 2.5㎟ 이하 ＊ 2.5㎟, 10심 | m |  | 7140 | 0 | 13935 | 0 |  |  |  |  | 0
D03373 | 제 2호표 제어용 케이블 설치(10C)4㎟ 이하 | 제 2호표 제어용 케이블 설치(10C) ＊ F-CVV-SB | 4㎟ 이하 ＊ 4㎟, 10심 | m |  | 10300 | 0 | 15097 | 0 |  |  |  |  | 0
D03374 | 제 3호표 제어용 케이블 설치(10C)6㎟ 이하 | 제 3호표 제어용 케이블 설치(10C) ＊ F-CVV-SB | 6㎟ 이하 ＊ 6㎟, 10심 | m |  | 12600 | 0 | 17129 | 0 |  |  |  |  | 0
D03375 | 제 1호표 제어용 케이블 설치(12C)2.5㎟ 이하 | 제 1호표 제어용 케이블 설치(12C) ＊ F-CVV-SB | 2.5㎟ 이하 ＊ 2.5㎟, 12심 | m |  | 8020 | 0 | 15677 | 0 |  |  |  |  | 0
D03351 | 제 1호표 제어용 케이블 설치(2C)2.5㎟ 이하 | 제 1호표 제어용 케이블 설치(2C) ＊ F-CVV-SB | 2.5㎟ 이하 ＊ 2.5㎟, 2심 | m |  | 2480 | 0 | 4064 | 0 |  |  |  |  | 0
D03377 | 제 3호표 제어용 케이블 설치(12C)6㎟ 이하 | 제 3호표 제어용 케이블 설치(12C) ＊ F-CVV-SB | 6㎟ 이하 ＊ 6㎟, 12심 | m |  | 14700 | 0 | 19161 | 0 |  |  |  |  | 0
D03378 | 제 1호표 제어용 케이블 설치(15C)2.5㎟ 이하 | 제 1호표 제어용 케이블 설치(15C) ＊ F-CVV-SB | 2.5㎟ 이하 ＊ 2.5㎟, 15심 | m |  | 9570 | 0 | 18000 | 0 |  |  |  |  | 0
D03379 | 제 2호표 제어용 케이블 설치(15C)4㎟ 이하 | 제 2호표 제어용 케이블 설치(15C) ＊ F-CVV-SB | 4㎟ 이하 ＊ 4㎟, 15심 | m |  | 14100 | 0 | 19452 | 0 |  |  |  |  | 0
D03381 | 제 2호표 제어용 케이블 설치(20C)4㎟ 이하 | 제 2호표 제어용 케이블 설치(20C) ＊ F-CVV-SB | 4㎟ 이하 ＊ 4㎟, 20심 | m |  | 18400 | 0 | 23226 | 0 |  |  |  |  | 0
D03358 | 제 2호표 제어용 케이블 설치(4C)4㎟ 이하 | 제 2호표 제어용 케이블 설치(4C) ＊ F-CVV-SB | 4㎟ 이하 ＊ 4㎟, 4심 | m |  | 4760 | 0 | 8419 | 0 |  |  |  |  | 0
D03362 | 제 3호표 제어용 케이블 설치(5C)6㎟ 이하 | 제 3호표 제어용 케이블 설치(5C) ＊ F-CVV-SB | 6㎟ 이하 ＊ 6㎟, 5심 | m |  | 6730 | 0 | 11322 | 0 |  |  |  |  | 0
D03367 | 제 2호표 제어용 케이블 설치(7C)4㎟ 이하 | 제 2호표 제어용 케이블 설치(7C) ＊ F-CVV-SB | 4㎟ 이하 ＊ 4㎟, 7심 | m |  | 7110 | 0 | 12193 | 0 |  |  |  |  | 0
D03376 | 제 2호표 제어용 케이블 설치(12C)4㎟ 이하 | 제 2호표 제어용 케이블 설치(12C) ＊ F-CVV-SB | 4㎟ 이하 ＊ 4㎟, 12심 | m |  | 11700 | 0 | 16839 | 0 |  |  |  |  | 0
D03380 | 제 1호표 제어용 케이블 설치(20C)2.5㎟ 이하 | 제 1호표 제어용 케이블 설치(20C) ＊ F-CVV-SB | 2.5㎟ 이하 ＊ 2.5㎟, 20심 | m |  | 12000 | 0 | 21484 | 0 |  |  |  |  | 0
D00786 | 제 1호표 제어용 케이블 설치(2C)2.5㎟ 이하 | 제 1호표 제어용 케이블 설치(2C) ＊ F-CVV-SB | 2.5㎟ 이하 ＊ 1.5㎟, 2심 | m |  | 2130 | 0 | 4064 | 0 |  |  |  |  | 0
D00787 | 제 1호표 제어용 케이블 설치(2C)2.5㎟ 이하 | 제 1호표 제어용 케이블 설치(2C) ＊ F-CVV-SB | 2.5㎟ 이하 ＊ 2.5㎟, 2심 | m |  | 2480 | 0 | 4064 | 0 |  |  |  |  | 0
D00788 | 제 2호표 제어용 케이블 설치(2C)4㎟ 이하 | 제 2호표 제어용 케이블 설치(2C) ＊ F-CVV-SB | 4㎟ 이하 ＊ 4㎟, 2심 | m |  | 3110 | 0 | 4645 | 0 |  |  |  |  | 0
D00790 | 제 1호표 제어용 케이블 설치(3C)2.5㎟ 이하 | 제 1호표 제어용 케이블 설치(3C) ＊ F-CVV-SB | 2.5㎟ 이하 ＊ 1.5㎟, 3심 | m |  | 2500 | 0 | 5516 | 0 |  |  |  |  | 0
D00791 | 제 1호표 제어용 케이블 설치(3C)2.5㎟ 이하 | 제 1호표 제어용 케이블 설치(3C) ＊ F-CVV-SB | 2.5㎟ 이하 ＊ 2.5㎟, 3심 | m |  | 2980 | 0 | 5516 | 0 |  |  |  |  | 0
D00792 | 제 2호표 제어용 케이블 설치(3C)4㎟ 이하 | 제 2호표 제어용 케이블 설치(3C) ＊ F-CVV-SB | 4㎟ 이하 ＊ 4㎟, 3심 | m |  | 3920 | 0 | 6387 | 0 |  |  |  |  | 0
D00794 | 제 1호표 제어용 케이블 설치(4C)2.5㎟ 이하 | 제 1호표 제어용 케이블 설치(4C) ＊ F-CVV-SB | 2.5㎟ 이하 ＊ 1.5㎟, 4심 | m |  | 2900 | 0 | 7548 | 0 |  |  |  |  | 0
D00795 | 제 1호표 제어용 케이블 설치(4C)2.5㎟ 이하 | 제 1호표 제어용 케이블 설치(4C) ＊ F-CVV-SB | 2.5㎟ 이하 ＊ 2.5㎟, 4심 | m |  | 3460 | 0 | 7548 | 0 |  |  |  |  | 0
D00796 | 제 2호표 제어용 케이블 설치(4C)4㎟ 이하 | 제 2호표 제어용 케이블 설치(4C) ＊ F-CVV-SB | 4㎟ 이하 ＊ 4㎟, 4심 | m |  | 4760 | 0 | 8419 | 0 |  |  |  |  | 0
D00797 | 제 3호표 제어용 케이블 설치(4C)6㎟ 이하 | 제 3호표 제어용 케이블 설치(4C) ＊ F-CVV-SB | 6㎟ 이하 ＊ 6㎟, 4심 | m |  | 5590 | 0 | 9871 | 0 |  |  |  |  | 0
D00798 | 제 1호표 제어용 케이블 설치(5C)2.5㎟ 이하 | 제 1호표 제어용 케이블 설치(5C) ＊ F-CVV-SB | 2.5㎟ 이하 ＊ 1.5㎟, 5심 | m |  | 3310 | 0 | 9290 | 0 |  |  |  |  | 0
D00799 | 제 1호표 제어용 케이블 설치(5C)2.5㎟ 이하 | 제 1호표 제어용 케이블 설치(5C) ＊ F-CVV-SB | 2.5㎟ 이하 ＊ 2.5㎟, 5심 | m |  | 4070 | 0 | 9290 | 0 |  |  |  |  | 0
D00800 | 제 2호표 제어용 케이블 설치(5C)4㎟ 이하 | 제 2호표 제어용 케이블 설치(5C) ＊ F-CVV-SB | 4㎟ 이하 ＊ 4㎟, 5심 | m |  | 5580 | 0 | 9871 | 0 |  |  |  |  | 0
D00801 | 제 3호표 제어용 케이블 설치(5C)6㎟ 이하 | 제 3호표 제어용 케이블 설치(5C) ＊ F-CVV-SB | 6㎟ 이하 ＊ 6㎟, 5심 | m |  | 6730 | 0 | 11322 | 0 |  |  |  |  | 0
D00802 | 제 1호표 제어용 케이블 설치(6C)2.5㎟ 이하 | 제 1호표 제어용 케이블 설치(6C) ＊ F-CVV-SB | 2.5㎟ 이하 ＊ 1.5㎟, 6심 | m |  | 3770 | 0 | 10161 | 0 |  |  |  |  | 0
D00803 | 제 1호표 제어용 케이블 설치(6C)2.5㎟ 이하 | 제 1호표 제어용 케이블 설치(6C) ＊ F-CVV-SB | 2.5㎟ 이하 ＊ 2.5㎟, 6심 | m |  | 4650 | 0 | 10161 | 0 |  |  |  |  | 0
D00804 | 제 2호표 제어용 케이블 설치(6C)4㎟ 이하 | 제 2호표 제어용 케이블 설치(6C) ＊ F-CVV-SB | 4㎟ 이하 ＊ 4㎟, 6심 | m |  | 6550 | 0 | 11032 | 0 |  |  |  |  | 0
D00805 | 제 3호표 제어용 케이블 설치(6C)6㎟ 이하 | 제 3호표 제어용 케이블 설치(6C) ＊ F-CVV-SB | 6㎟ 이하 ＊ 6㎟, 6심 | m |  | 7850 | 0 | 12774 | 0 |  |  |  |  | 0
D00806 | 제 1호표 제어용 케이블 설치(7C)2.5㎟ 이하 | 제 1호표 제어용 케이블 설치(7C) ＊ F-CVV-SB | 2.5㎟ 이하 ＊ 1.5㎟, 7심 | m |  | 4010 | 0 | 11322 | 0 |  |  |  |  | 0
D00807 | 제 1호표 제어용 케이블 설치(7C)2.5㎟ 이하 | 제 1호표 제어용 케이블 설치(7C) ＊ F-CVV-SB | 2.5㎟ 이하 ＊ 2.5㎟, 7심 | m |  | 5040 | 0 | 11322 | 0 |  |  |  |  | 0
D00808 | 제 2호표 제어용 케이블 설치(7C)4㎟ 이하 | 제 2호표 제어용 케이블 설치(7C) ＊ F-CVV-SB | 4㎟ 이하 ＊ 4㎟, 7심 | m |  | 7110 | 0 | 12193 | 0 |  |  |  |  | 0
D00809 | 제 3호표 제어용 케이블 설치(7C)6㎟ 이하 | 제 3호표 제어용 케이블 설치(7C) ＊ F-CVV-SB | 6㎟ 이하 ＊ 6㎟, 7심 | m |  | 8580 | 0 | 13935 | 0 |  |  |  |  | 0
D00811 | 제 1호표 제어용 케이블 설치(8C)2.5㎟ 이하 | 제 1호표 제어용 케이블 설치(8C) ＊ F-CVV-SB | 2.5㎟ 이하 ＊ 2.5㎟, 8심 | m |  | 5610 | 0 | 12193 | 0 |  |  |  |  | 0
D00812 | 제 2호표 제어용 케이블 설치(8C)4㎟ 이하 | 제 2호표 제어용 케이블 설치(8C) ＊ F-CVV-SB | 4㎟ 이하 ＊ 4㎟, 8심 | m |  | 7920 | 0 | 13355 | 0 |  |  |  |  | 0
D00813 | 제 3호표 제어용 케이블 설치(8C)6㎟ 이하 | 제 3호표 제어용 케이블 설치(8C) ＊ F-CVV-SB | 6㎟ 이하 ＊ 6㎟, 8심 | m |  | 9730 | 0 | 15097 | 0 |  |  |  |  | 0
D00814 | 제 1호표 제어용 케이블 설치(10C)2.5㎟ 이하 | 제 1호표 제어용 케이블 설치(10C) ＊ F-CVV-SB | 2.5㎟ 이하 ＊ 1.5㎟, 10심 | m |  | 5450 | 0 | 13935 | 0 |  |  |  |  | 0
D00816 | 제 2호표 제어용 케이블 설치(10C)4㎟ 이하 | 제 2호표 제어용 케이블 설치(10C) ＊ F-CVV-SB | 4㎟ 이하 ＊ 4㎟, 10심 | m |  | 10300 | 0 | 15097 | 0 |  |  |  |  | 0
D00817 | 제 3호표 제어용 케이블 설치(10C)6㎟ 이하 | 제 3호표 제어용 케이블 설치(10C) ＊ F-CVV-SB | 6㎟ 이하 ＊ 6㎟, 10심 | m |  | 12600 | 0 | 17129 | 0 |  |  |  |  | 0
D00818 | 제 1호표 제어용 케이블 설치(12C)2.5㎟ 이하 | 제 1호표 제어용 케이블 설치(12C) ＊ F-CVV-SB | 2.5㎟ 이하 ＊ 1.5㎟, 12심 | m |  | 6250 | 0 | 15677 | 0 |  |  |  |  | 0
D00819 | 제 1호표 제어용 케이블 설치(12C)2.5㎟ 이하 | 제 1호표 제어용 케이블 설치(12C) ＊ F-CVV-SB | 2.5㎟ 이하 ＊ 2.5㎟, 12심 | m |  | 8020 | 0 | 15677 | 0 |  |  |  |  | 0
D00821 | 제 3호표 제어용 케이블 설치(12C)6㎟ 이하 | 제 3호표 제어용 케이블 설치(12C) ＊ F-CVV-SB | 6㎟ 이하 ＊ 6㎟, 12심 | m |  | 14700 | 0 | 19161 | 0 |  |  |  |  | 0
D00822 | 제 1호표 제어용 케이블 설치(15C)2.5㎟ 이하 | 제 1호표 제어용 케이블 설치(15C) ＊ F-CVV-SB | 2.5㎟ 이하 ＊ 1.5㎟, 15심 | m |  | 7240 | 0 | 18000 | 0 |  |  |  |  | 0
D00823 | 제 1호표 제어용 케이블 설치(15C)2.5㎟ 이하 | 제 1호표 제어용 케이블 설치(15C) ＊ F-CVV-SB | 2.5㎟ 이하 ＊ 2.5㎟, 15심 | m |  | 9570 | 0 | 18000 | 0 |  |  |  |  | 0
D00825 | 제 1호표 제어용 케이블 설치(20C)2.5㎟ 이하 | 제 1호표 제어용 케이블 설치(20C) ＊ F-CVV-SB | 2.5㎟ 이하 ＊ 1.5㎟, 20심 | m |  | 9070 | 0 | 21484 | 0 |  |  |  |  | 0
D00826 | 제 1호표 제어용 케이블 설치(20C)2.5㎟ 이하 | 제 1호표 제어용 케이블 설치(20C) ＊ F-CVV-SB | 2.5㎟ 이하 ＊ 2.5㎟, 20심 | m |  | 12000 | 0 | 21484 | 0 |  |  |  |  | 0
D00827 | 제 2호표 제어용 케이블 설치(20C)4㎟ 이하 | 제 2호표 제어용 케이블 설치(20C) ＊ F-CVV-SB | 4㎟ 이하 ＊ 4㎟, 20심 | m |  | 18400 | 0 | 23226 | 0 |  |  |  |  | 0
D00828 | 제 1호표 제어용 케이블 설치(30C)2.5㎟ 이하 | 제 1호표 제어용 케이블 설치(30C) ＊ F-CVV-SB | 2.5㎟ 이하 ＊ 1.5㎟, 25심 | m |  | 11100 | 0 | 28452 | 0 |  |  |  |  | 0
D00829 | 제 1호표 제어용 케이블 설치(30C)2.5㎟ 이하 | 제 1호표 제어용 케이블 설치(30C) ＊ F-CVV-SB | 2.5㎟ 이하 ＊ 2.5㎟, 25심 | m |  | 14700 | 0 | 28452 | 0 |  |  |  |  | 0
D00830 | 제 1호표 제어용 케이블 설치(30C)2.5㎟ 이하 | 제 1호표 제어용 케이블 설치(30C) ＊ F-CVV-SB | 2.5㎟ 이하 ＊ 4㎟, 25심 | m |  | 23100 | 0 | 28452 | 0 |  |  |  |  | 0
D00831 | 제 1호표 제어용 케이블 설치(30C)2.5㎟ 이하 | 제 1호표 제어용 케이블 설치(30C) ＊ F-CVV-SB | 2.5㎟ 이하 ＊ 1.5㎟, 30심 | m |  | 12800 | 0 | 28452 | 0 |  |  |  |  | 0
D00832 | 제 1호표 제어용 케이블 설치(30C)2.5㎟ 이하 | 제 1호표 제어용 케이블 설치(30C) ＊ F-CVV-SB | 2.5㎟ 이하 ＊ 2.5㎟, 30심 | m |  | 17700 | 0 | 28452 | 0 |  |  |  |  | 0
D00833 | 제 1호표 제어용 케이블 설치(50C)2.5㎟ 이하 | 제 1호표 제어용 케이블 설치(50C) ＊ F-CVV-SB | 2.5㎟ 이하 ＊ 1.5㎟, 40심 | m |  | 18000 | 0 | 32517 | 0 |  |  |  |  | 0
D00834 | 제 1호표 제어용 케이블 설치(50C)2.5㎟ 이하 | 제 1호표 제어용 케이블 설치(50C) ＊ F-CVV-SB | 2.5㎟ 이하 ＊ 2.5㎟, 40심 | m |  | 24600 | 0 | 32517 | 0 |  |  |  |  | 0
D00835 | 제 1호표 제어용 케이블 설치(50C)2.5㎟ 이하 | 제 1호표 제어용 케이블 설치(50C) ＊ F-CVV-SB | 2.5㎟ 이하 ＊ 1.5㎟, 50심 | m |  | 21400 | 0 | 32517 | 0 |  |  |  |  | 0
D00836 | 제 1호표 제어용 케이블 설치(50C)2.5㎟ 이하 | 제 1호표 제어용 케이블 설치(50C) ＊ F-CVV-SB | 2.5㎟ 이하 ＊ 2.5㎟, 50심 | m |  | 29300 | 0 | 32517 | 0 |  |  |  |  | 0
D01073 | 제 3호표 LED 등기구 설치(매입 및 반매입)55W 이하 | 제 3호표 LED 등기구 설치(매입 및 반매입) ＊ LED 평판등 | 55W 이하 ＊ 50w (HK-EGS-50), 600×600 | 개 |  | 97100 | 0 | 82610 | 0 |  |  |  |  | 0
D01075 | 제 3호표 LED 등기구 설치(매입 및 반매입)55W 이하 | 제 3호표 LED 등기구 설치(매입 및 반매입) ＊ LED 평판등 | 55W 이하 ＊ 50w (HK-EGR-50), 1200×300 | 개 |  | 97100 | 0 | 82610 | 0 |  |  |  |  | 0
D01076 | 제 1호표 LED 등기구 설치(다운라이트)15W 이하 | 제 1호표 LED 등기구 설치(다운라이트) ＊ LED 실내조명등기구 | 15W 이하 ＊ HB-DL6IN20ES, LED 6인치 다운라이트, 20W | 개 |  | 45000 | 0 | 41845 | 0 |  |  |  |  | 0
D01077 | 제 3호표 LED 등기구 설치(다운라이트)35W 이하 | 제 3호표 LED 등기구 설치(다운라이트) ＊ LED 실내조명등기구 | 35W 이하 ＊ HB-DL8IN35ES, LED 8인치 다운라이트, 35W | 개 |  | 115000 | 0 | 56153 | 0 |  |  |  |  | 0
D01079 | 제 8호표 형광등기구 설치(직부형)40W이하 X 1 | 제 8호표 형광등기구 설치(직부형) ＊ LED 레이스웨이등 | 40W이하 X 1 ＊ 40w (HK-RW-40W) | 등 |  | 70000 | 0 | 60202 | 0 |  |  |  |  | 0
D01080 | 제 1호표 LED 등기구 설치(직부등)15W 이하 | 제 1호표 LED 등기구 설치(직부등) ＊ LED디밍센서 | 15W 이하 ＊ LED18W, 20W, 26W, 40W, 주차장용 | 개 |  | 32000 | 0 | 31586 | 0 |  |  |  |  | 0
D01081 | 제 8호표 형광등기구 설치(직부형)40W이하 X 1 | 제 8호표 형광등기구 설치(직부형) ＊ LED 실내조명등기구 | 40W이하 X 1 ＊ HB-DPMP20ES, LED 방진방습등, 20W | 등 |  | 110000 | 0 | 60202 | 0 |  |  |  |  | 0
D01082 | 제 8호표 형광등기구 설치(직부형)40W이하 X 1 | 제 8호표 형광등기구 설치(직부형) ＊ LED 실내조명등기구 | 40W이하 X 1 ＊ HB-DPMP40ES, LED 방진방습등, 40W | 등 |  | 170000 | 0 | 60202 | 0 |  |  |  |  | 0
D01083 | 제 1호표 LED 등기구 설치(직부등)15W 이하 | 제 1호표 LED 등기구 설치(직부등) ＊ 재실감지기 | 15W 이하 ＊ PS-16A, 16A 재실감지기(인체감지 센서) | 개 |  | 40300 | 0 | 31586 | 0 |  |  |  |  | 0
D01085 | 제 1호표 LED 등기구 설치(매입 및 반매입)35W 이하 | 제 1호표 LED 등기구 설치(매입 및 반매입) ＊ LED직관램프 | 35W 이하 ＊ 소비전력 17.2W (컨버터포함) | 개 |  | 35400 | 0 | 65332 | 0 |  |  |  |  | 0
D01086 | 제 1호표 LED 등기구 설치(다운라이트)15W 이하 | 제 1호표 LED 등기구 설치(다운라이트) ＊ LED 전구 | 15W 이하 ＊ 5W, 350㏐, Ø55×101㎜ (전구색) | 개 |  | 4000 | 0 | 41845 | 0 |  |  |  |  | 0
D01087 | 제 1호표 LED 등기구 설치(다운라이트)15W 이하 | 제 1호표 LED 등기구 설치(다운라이트) ＊ LED 전구 | 15W 이하 ＊ 5W, 350㏐, Ø55×101㎜ (주광색) | 개 |  | 4000 | 0 | 41845 | 0 |  |  |  |  | 0
D01088 | 제 1호표 LED 등기구 설치(다운라이트)15W 이하 | 제 1호표 LED 등기구 설치(다운라이트) ＊ LED 전구 | 15W 이하 ＊ 8W, 500㏐, Ø60×107㎜ (전구색) | 개 |  | 4800 | 0 | 41845 | 0 |  |  |  |  | 0
D01090 | 제 1호표 LED 등기구 설치(다운라이트)15W 이하 | 제 1호표 LED 등기구 설치(다운라이트) ＊ LED 전구 | 15W 이하 ＊ 10W, 700㏐, Ø60×107㎜ (전구색) | 개 |  | 5700 | 0 | 41845 | 0 |  |  |  |  | 0
D01117 | 제 1호표 LED 가로등기구 설치100W 이하 | 제 1호표 LED 가로등기구 설치 | 100W 이하 | 개 |  |  | 0 | 55073 | 0 |  |  |  |  | 0
D01118 | 제 2호표 LED 가로등기구 설치150W 이하 | 제 2호표 LED 가로등기구 설치 | 150W 이하 | 개 |  |  | 0 | 57503 | 0 |  |  |  |  | 0
D01119 | 제 3호표 LED 가로등기구 설치200W 이하 | 제 3호표 LED 가로등기구 설치 | 200W 이하 | 개 |  |  | 0 | 59662 | 0 |  |  |  |  | 0
D01251 | 제 8호표 형광등기구 설치(직부형)40W이하 X 1 | 제 8호표 형광등기구 설치(직부형) ＊ LED방폭등 | 40W이하 X 1 ＊ HB-CILE-03, LED 방폭등, 30W | 등 |  | 710000 | 0 | 60202 | 0 |  |  |  |  | 0
D01252 | 제 12호표 형광등기구 설치(직부형)110W이하 X 1 | 제 12호표 형광등기구 설치(직부형) ＊ LED방폭등 | 110W이하 X 1 ＊ HB-CILE-04, LED 방폭등, 40W | 등 |  | 710000 | 0 | 111766 | 0 |  |  |  |  | 0
D01253 | 제 12호표 형광등기구 설치(직부형)110W이하 X 1 | 제 12호표 형광등기구 설치(직부형) ＊ LED방폭등 | 110W이하 X 1 ＊ HB-CILE-05, LED 방폭등, 50W | 등 |  | 710000 | 0 | 111766 | 0 |  |  |  |  | 0
D01254 | 제 12호표 형광등기구 설치(직부형)110W이하 X 1 | 제 12호표 형광등기구 설치(직부형) ＊ LED방폭등 | 110W이하 X 1 ＊ HB-CILE-60, LED 방폭등, 60W | 등 |  | 710000 | 0 | 111766 | 0 |  |  |  |  | 0
D01255 | 제 12호표 형광등기구 설치(직부형)110W이하 X 1 | 제 12호표 형광등기구 설치(직부형) ＊ LED방폭등 | 110W이하 X 1 ＊ HB-CILE-80, LED 방폭등, 80W | 등 |  | 710000 | 0 | 111766 | 0 |  |  |  |  | 0
D01257 | 제 12호표 형광등기구 설치(직부형)110W이하 X 1 | 제 12호표 형광등기구 설치(직부형) ＊ LED방폭등 | 110W이하 X 1 ＊ HB-CILE-120, LED 방폭등, 120W | 등 |  | 710000 | 0 | 111766 | 0 |  |  |  |  | 0
D01256 | 제 12호표 형광등기구 설치(직부형)110W이하 X 1 | 제 12호표 형광등기구 설치(직부형) ＊ LED방폭등 | 110W이하 X 1 ＊ HB-CILE-100, LED 방폭등, 100W | 등 |  | 710000 | 0 | 111766 | 0 |  |  |  |  | 0
D01166 | 제 11호표 자동 화재 경보장치 설치표시등(유도등) | 제 11호표 자동 화재 경보장치 설치 ＊ 거실통로유도등(LED) | 표시등(유도등) ＊ 중형, 60분용, | 개 |  | 160000 | 0 | 53993 | 0 |  |  |  |  | 0
D03322 | 제 11호표 자동 화재 경보장치 설치표시등(유도등) | 제 11호표 자동 화재 경보장치 설치 ＊ 피난구유도등(LED) | 표시등(유도등) ＊ 대형, 단면, 60분용, | 개 |  | 200000 | 0 | 53993 | 0 |  |  |  |  | 0
D03323 | 제 11호표 자동 화재 경보장치 설치표시등(유도등) | 제 11호표 자동 화재 경보장치 설치 ＊ 피난구유도등(LED) | 표시등(유도등) ＊ 중형, 단면, 60분용, | 개 |  | 200000 | 0 | 53993 | 0 |  |  |  |  | 0
D03324 | 제 11호표 자동 화재 경보장치 설치표시등(유도등) | 제 11호표 자동 화재 경보장치 설치 ＊ 피난구유도등(LED) | 표시등(유도등) ＊ 소형, 단면, 60분용, | 개 |  | 86400 | 0 | 53993 | 0 |  |  |  |  | 0
D03325 | 제 11호표 자동 화재 경보장치 설치표시등(유도등) | 제 11호표 자동 화재 경보장치 설치 ＊ 복도 통로유도등(LED) | 표시등(유도등) ＊ 소형, 60분용, | 개 |  | 100000 | 0 | 53993 | 0 |  |  |  |  | 0
D03326 | 제 11호표 자동 화재 경보장치 설치표시등(유도등) | 제 11호표 자동 화재 경보장치 설치 ＊ 거실통로유도등(LED) | 표시등(유도등) ＊ 중형, 60분용, | 개 |  | 160000 | 0 | 53993 | 0 |  |  |  |  | 0
D03328 | 제 11호표 자동 화재 경보장치 설치표시등(유도등) | 제 11호표 자동 화재 경보장치 설치 ＊ 계단 통로유도등(LED) | 표시등(유도등) ＊ 소형, 60분용, | 개 |  | 220000 | 0 | 53993 | 0 |  |  |  |  | 0
D06082 | 제 11호표 자동 화재 경보장치 설치표시등(유도등) | 제 11호표 자동 화재 경보장치 설치 ＊ 계단 통로유도등(LED) | 표시등(유도등) ＊ 소형, 60분용, | 개 |  | 220000 | 0 | 53993 | 0 |  |  |  |  | 0
D06077 | 제 11호표 자동 화재 경보장치 설치표시등(유도등) | 제 11호표 자동 화재 경보장치 설치 ＊ 피난구유도등(LED) | 표시등(유도등) ＊ 대형, 단면, 60분용, | 개 |  | 200000 | 0 | 53993 | 0 |  |  |  |  | 0
D06078 | 제 11호표 자동 화재 경보장치 설치표시등(유도등) | 제 11호표 자동 화재 경보장치 설치 ＊ 피난구유도등(LED) | 표시등(유도등) ＊ 중형, 단면, 60분용, | 개 |  | 200000 | 0 | 53993 | 0 |  |  |  |  | 0
D06080 | 제 11호표 자동 화재 경보장치 설치표시등(유도등) | 제 11호표 자동 화재 경보장치 설치 ＊ 복도 통로유도등(LED) | 표시등(유도등) ＊ 소형, 60분용, | 개 |  | 100000 | 0 | 53993 | 0 |  |  |  |  | 0
D06079 | 제 11호표 자동 화재 경보장치 설치표시등(유도등) | 제 11호표 자동 화재 경보장치 설치 ＊ 피난구유도등(LED) | 표시등(유도등) ＊ 소형, 단면, 60분용, | 개 |  | 86400 | 0 | 53993 | 0 |  |  |  |  | 0
D01057 | 제 8호표 형광등기구 설치(직부형)40W이하 X 1 | 제 8호표 형광등기구 설치(직부형) ＊ T5 등기구 | 40W이하 X 1 ＊ 8W, 310㎜×36㎜ | 등 |  | 7990 | 0 | 60202 | 0 |  |  |  |  | 0
D01058 | 제 8호표 형광등기구 설치(직부형)40W이하 X 1 | 제 8호표 형광등기구 설치(직부형) ＊ T5 등기구 | 40W이하 X 1 ＊ 14W, 600㎜×36㎜ | 등 |  | 9990 | 0 | 60202 | 0 |  |  |  |  | 0
D01059 | 제 8호표 형광등기구 설치(직부형)40W이하 X 1 | 제 8호표 형광등기구 설치(직부형) ＊ T5 등기구 | 40W이하 X 1 ＊ 21W, 900㎜×36㎜ | 등 |  | 11000 | 0 | 60202 | 0 |  |  |  |  | 0
D01060 | 제 8호표 형광등기구 설치(직부형)40W이하 X 1 | 제 8호표 형광등기구 설치(직부형) ＊ T5 등기구 | 40W이하 X 1 ＊ 28W, 1,173㎜×36㎜ | 등 |  | 12000 | 0 | 60202 | 0 |  |  |  |  | 0
D01061 | 제 8호표 형광등기구 설치(직부형)40W이하 X 1 | 제 8호표 형광등기구 설치(직부형) ＊ T5 등기구 | 40W이하 X 1 ＊ 35W, 1,449㎜×36㎜ | 등 |  | 17400 | 0 | 60202 | 0 |  |  |  |  | 0
D01116 | 제 7호표 방전등기구(투광기)1kW 이하 | 제 7호표 방전등기구(투광기) ＊ 메탈하라이드등안정기 | 1kW 이하 ＊ CC형 220V 1000W | 개 |  | 74000 | 0 | 612827 | 0 |  |  |  |  | 0
D01069 | 제 3호표 형광등기구 설치(직부형)20W이하 X 2 | 제 3호표 형광등기구 설치(직부형) ＊ 전자식안정기 | 20W이하 X 2 ＊ FL 20W×1등 | 등 |  | 5890 | 0 | 47784 | 0 |  |  |  |  | 0
D01070 | 제 9호표 형광등기구 설치(직부형)40W이하 X 2 | 제 9호표 형광등기구 설치(직부형) ＊ 전자식안정기 | 40W이하 X 2 ＊ FL 40W×1등 | 등 |  | 5890 | 0 | 74781 | 0 |  |  |  |  | 0
D01106 | 제 1호표 방전등기구(투광기)100W 이하 | 제 1호표 방전등기구(투광기) ＊ 나트륨등안정기 | 100W 이하 ＊ 고압, 220V, 50W | 개 |  | 19000 | 0 | 332060 | 0 |  |  |  |  | 0
D01107 | 제 1호표 방전등기구(투광기)100W 이하 | 제 1호표 방전등기구(투광기) ＊ 나트륨등안정기 | 100W 이하 ＊ 고압, 220V, 100W | 개 |  | 21000 | 0 | 332060 | 0 |  |  |  |  | 0
D01108 | 제 2호표 방전등기구(투광기)200W 이하 | 제 2호표 방전등기구(투광기) ＊ 나트륨등안정기 | 200W 이하 ＊ 고압, 220V, 150W | 개 |  | 24000 | 0 | 396852 | 0 |  |  |  |  | 0
D01109 | 제 2호표 방전등기구(투광기)200W 이하 | 제 2호표 방전등기구(투광기) ＊ 나트륨등안정기 | 200W 이하 ＊ 고압, 220V, 200W | 개 |  | 27000 | 0 | 396852 | 0 |  |  |  |  | 0
D01110 | 제 3호표 방전등기구(투광기)250W 이하 | 제 3호표 방전등기구(투광기) ＊ 나트륨등안정기 | 250W 이하 ＊ 고압, 220V, 250W | 개 |  | 29000 | 0 | 404952 | 0 |  |  |  |  | 0
D01111 | 제 5호표 방전등기구(투광기)400W 이하 | 제 5호표 방전등기구(투광기) ＊ 나트륨등안정기 | 400W 이하 ＊ 고압, 220V, 400W | 개 |  | 32000 | 0 | 453546 | 0 |  |  |  |  | 0
D01112 | 제 7호표 방전등기구(투광기)1kW 이하 | 제 7호표 방전등기구(투광기) ＊ 나트륨등안정기 | 1kW 이하 ＊ 고압, 220, 1000W | 개 |  | 76000 | 0 | 612827 | 0 |  |  |  |  | 0
D01113 | 제 2호표 방전등기구(투광기)200W 이하 | 제 2호표 방전등기구(투광기) ＊ 메탈하라이드등안정기 | 200W 이하 ＊ CC형 220V 175W | 개 |  | 27500 | 0 | 396852 | 0 |  |  |  |  | 0
D01114 | 제 3호표 방전등기구(투광기)250W 이하 | 제 3호표 방전등기구(투광기) ＊ 메탈하라이드등안정기 | 250W 이하 ＊ CC형 220V 250W | 개 |  | 27500 | 0 | 404952 | 0 |  |  |  |  | 0
D01115 | 제 5호표 방전등기구(투광기)400W 이하 | 제 5호표 방전등기구(투광기) ＊ 메탈하라이드등안정기 | 400W 이하 ＊ CC형 220V 400W | 개 |  | 29500 | 0 | 453546 | 0 |  |  |  |  | 0
D01124 | 제 4호표 POLE LIGHT 인력설치(1등용)가로등 높이 8m 이하 | 제 4호표 POLE LIGHT 인력설치(1등용) ＊ 알루미늄가로등주 | 가로등 높이 8m 이하 ＊ LSLP-1011, 8m×2m | 본 |  | 1533000 | 0 | 745111 | 0 |  |  |  |  | 0
D01126 | 제 6호표 POLE LIGHT 인력설치(1등용)가로등 높이 10m 이하 | 제 6호표 POLE LIGHT 인력설치(1등용) ＊ 알루미늄가로등주 | 가로등 높이 10m 이하 ＊ LSLP-1011, 10m×2m | 본 |  | 2091000 | 0 | 942188 | 0 |  |  |  |  | 0
D01127 | 제 7호표 POLE LIGHT 인력설치(1등용)가로등 높이 12m 이하 | 제 7호표 POLE LIGHT 인력설치(1등용) ＊ 알루미늄가로등주 | 가로등 높이 12m 이하 ＊ LSLP-1011, 12m×2.5m | 본 |  | 2368000 | 0 | 1131165 | 0 |  |  |  |  | 0
D01131 | 제 1호표 가로등 기초(기성품) 설치높이 12m 이하 | 제 1호표 가로등 기초(기성품) 설치 ＊ 콘크리트기초(가로등기초) | 높이 12m 이하 ＊ DY-400A1(정방형), 400×700×700×600 | 개소 |  | 135000 | 0 | 52350 | 0 |  |  |  |  | 0
D01132 | 제 1호표 가로등 기초(기성품) 설치높이 12m 이하 | 제 1호표 가로등 기초(기성품) 설치 ＊ 콘크리트기초(가로등기초) | 높이 12m 이하 ＊ DY-400A2(정방형), 400×750×750×700 | 개소 |  | 176000 | 0 | 52350 | 0 |  |  |  |  | 0
D01133 | 제 1호표 가로등 기초(기성품) 설치높이 12m 이하 | 제 1호표 가로등 기초(기성품) 설치 ＊ 콘크리트기초(가로등기초) | 높이 12m 이하 ＊ DY-400A3(정방형), 400×800×800×800 | 개소 |  | 180000 | 0 | 52350 | 0 |  |  |  |  | 0
D01134 | 제 1호표 가로등 기초(기성품) 설치높이 12m 이하 | 제 1호표 가로등 기초(기성품) 설치 ＊ 콘크리트기초(가로등기초) | 높이 12m 이하 ＊ DY-400B1(직각형), 400×700×550×600 | 개소 |  | 135000 | 0 | 52350 | 0 |  |  |  |  | 0
D01135 | 제 1호표 가로등 기초(기성품) 설치높이 12m 이하 | 제 1호표 가로등 기초(기성품) 설치 ＊ 콘크리트기초(가로등기초) | 높이 12m 이하 ＊ DY-400B2(직각형), 400×750×575×700 | 개소 |  | 176000 | 0 | 52350 | 0 |  |  |  |  | 0
D01136 | 제 1호표 가로등 기초(기성품) 설치높이 12m 이하 | 제 1호표 가로등 기초(기성품) 설치 ＊ 콘크리트기초(가로등기초) | 높이 12m 이하 ＊ DY-400B3(직각형), 400×800×600×800 | 개소 |  | 177000 | 0 | 52350 | 0 |  |  |  |  | 0
D01128 | 제 4호표 POLE LIGHT 인력설치(1등용)가로등 높이 8m 이하 | 제 4호표 POLE LIGHT 인력설치(1등용) | 가로등 높이 8m 이하 | 본 |  |  | 0 | 745111 | 0 |  |  |  |  | 0
D01129 | 제 5호표 POLE LIGHT 인력설치(1등용)가로등 높이 9m 이하 | 제 5호표 POLE LIGHT 인력설치(1등용) | 가로등 높이 9m 이하 | 본 |  |  | 0 | 844999 | 0 |  |  |  |  | 0
D01130 | 제 6호표 POLE LIGHT 인력설치(1등용)가로등 높이 10m 이하 | 제 6호표 POLE LIGHT 인력설치(1등용) | 가로등 높이 10m 이하 | 본 |  |  | 0 | 942188 | 0 |  |  |  |  | 0
D01171 | 제 1호표 역률 개선용 콘덴서 설치(저압)5kVA 이하 | 제 1호표 역률 개선용 콘덴서 설치(저압) ＊ 저압진상용콘덴서(220V) | 5kVA 이하 ＊ 1P, 3P, 40, ㎌ | 대 |  | 13000 | 0 | 27851 | 0 |  |  |  |  | 0
D01189 | 제 4호표 역률 개선용 콘덴서 설치(저압)50kVA 이하 | 제 4호표 역률 개선용 콘덴서 설치(저압) ＊ 저압진상용콘덴서(220V) | 50kVA 이하 ＊ 1P, 3P, 25, KVAR | 대 |  | 299000 | 0 | 107428 | 0 |  |  |  |  | 0
D01194 | 제 1호표 역률 개선용 콘덴서 설치(저압)5kVA 이하 | 제 1호표 역률 개선용 콘덴서 설치(저압) ＊ 저압진상용콘덴서(380V, 440V) | 5kVA 이하 ＊ 1P, 3P, 30, ㎌ | 대 |  | 33400 | 0 | 27851 | 0 |  |  |  |  | 0
D01198 | 제 1호표 역률 개선용 콘덴서 설치(저압)5kVA 이하 | 제 1호표 역률 개선용 콘덴서 설치(저압) ＊ 저압진상용콘덴서(380V, 440V) | 5kVA 이하 ＊ 1P, 3P, 100, ㎌ | 대 |  | 84300 | 0 | 27851 | 0 |  |  |  |  | 0
D01167 | 제 1호표 역률 개선용 콘덴서 설치(저압)5kVA 이하 | 제 1호표 역률 개선용 콘덴서 설치(저압) ＊ 저압진상용콘덴서(220V) | 5kVA 이하 ＊ 1P, 3P, 10, ㎌ | 대 |  | 7040 | 0 | 27851 | 0 |  |  |  |  | 0
D01168 | 제 1호표 역률 개선용 콘덴서 설치(저압)5kVA 이하 | 제 1호표 역률 개선용 콘덴서 설치(저압) ＊ 저압진상용콘덴서(220V) | 5kVA 이하 ＊ 1P, 3P, 15, ㎌ | 대 |  | 7700 | 0 | 27851 | 0 |  |  |  |  | 0
D01169 | 제 1호표 역률 개선용 콘덴서 설치(저압)5kVA 이하 | 제 1호표 역률 개선용 콘덴서 설치(저압) ＊ 저압진상용콘덴서(220V) | 5kVA 이하 ＊ 1P, 3P, 20, ㎌ | 대 |  | 8580 | 0 | 27851 | 0 |  |  |  |  | 0
D01170 | 제 1호표 역률 개선용 콘덴서 설치(저압)5kVA 이하 | 제 1호표 역률 개선용 콘덴서 설치(저압) ＊ 저압진상용콘덴서(220V) | 5kVA 이하 ＊ 1P, 3P, 30, ㎌ | 대 |  | 10800 | 0 | 27851 | 0 |  |  |  |  | 0
D01172 | 제 1호표 역률 개선용 콘덴서 설치(저압)5kVA 이하 | 제 1호표 역률 개선용 콘덴서 설치(저압) ＊ 저압진상용콘덴서(220V) | 5kVA 이하 ＊ 1P, 3P, 50, ㎌ | 대 |  | 15600 | 0 | 27851 | 0 |  |  |  |  | 0
D01173 | 제 1호표 역률 개선용 콘덴서 설치(저압)5kVA 이하 | 제 1호표 역률 개선용 콘덴서 설치(저압) ＊ 저압진상용콘덴서(220V) | 5kVA 이하 ＊ 1P, 3P, 75, ㎌ | 대 |  | 22900 | 0 | 27851 | 0 |  |  |  |  | 0
D01174 | 제 1호표 역률 개선용 콘덴서 설치(저압)5kVA 이하 | 제 1호표 역률 개선용 콘덴서 설치(저압) ＊ 저압진상용콘덴서(220V) | 5kVA 이하 ＊ 1P, 3P, 100, ㎌ | 대 |  | 27900 | 0 | 27851 | 0 |  |  |  |  | 0
D01175 | 제 1호표 역률 개선용 콘덴서 설치(저압)5kVA 이하 | 제 1호표 역률 개선용 콘덴서 설치(저압) ＊ 저압진상용콘덴서(220V) | 5kVA 이하 ＊ 1P, 3P, 150, ㎌ | 대 |  | 41400 | 0 | 27851 | 0 |  |  |  |  | 0
D01176 | 제 1호표 역률 개선용 콘덴서 설치(저압)5kVA 이하 | 제 1호표 역률 개선용 콘덴서 설치(저압) ＊ 저압진상용콘덴서(220V) | 5kVA 이하 ＊ 1P, 3P, 175, ㎌ | 대 |  | 42500 | 0 | 27851 | 0 |  |  |  |  | 0
D01177 | 제 1호표 역률 개선용 콘덴서 설치(저압)5kVA 이하 | 제 1호표 역률 개선용 콘덴서 설치(저압) ＊ 저압진상용콘덴서(220V) | 5kVA 이하 ＊ 1P, 3P, 200, ㎌ | 대 |  | 49500 | 0 | 27851 | 0 |  |  |  |  | 0
D01178 | 제 1호표 역률 개선용 콘덴서 설치(저압)5kVA 이하 | 제 1호표 역률 개선용 콘덴서 설치(저압) ＊ 저압진상용콘덴서(220V) | 5kVA 이하 ＊ 1P, 3P, 250, ㎌ | 대 |  | 61200 | 0 | 27851 | 0 |  |  |  |  | 0
D01179 | 제 1호표 역률 개선용 콘덴서 설치(저압)5kVA 이하 | 제 1호표 역률 개선용 콘덴서 설치(저압) ＊ 저압진상용콘덴서(220V) | 5kVA 이하 ＊ 1P, 3P, 300, ㎌ | 대 |  | 73000 | 0 | 27851 | 0 |  |  |  |  | 0
D01180 | 제 1호표 역률 개선용 콘덴서 설치(저압)5kVA 이하 | 제 1호표 역률 개선용 콘덴서 설치(저압) ＊ 저압진상용콘덴서(220V) | 5kVA 이하 ＊ 1P, 3P, 400, ㎌ | 대 |  | 98800 | 0 | 27851 | 0 |  |  |  |  | 0
D01181 | 제 1호표 역률 개선용 콘덴서 설치(저압)5kVA 이하 | 제 1호표 역률 개선용 콘덴서 설치(저압) ＊ 저압진상용콘덴서(220V) | 5kVA 이하 ＊ 1P, 3P, 500, ㎌ | 대 |  | 122000 | 0 | 27851 | 0 |  |  |  |  | 0
D01182 | 제 1호표 역률 개선용 콘덴서 설치(저압)5kVA 이하 | 제 1호표 역률 개선용 콘덴서 설치(저압) ＊ 저압진상용콘덴서(220V) | 5kVA 이하 ＊ 1P, 3P, 600, ㎌ | 대 |  | 148000 | 0 | 27851 | 0 |  |  |  |  | 0
D01183 | 제 1호표 역률 개선용 콘덴서 설치(저압)5kVA 이하 | 제 1호표 역률 개선용 콘덴서 설치(저압) ＊ 저압진상용콘덴서(220V) | 5kVA 이하 ＊ 1P, 3P, 750, ㎌ | 대 |  | 184000 | 0 | 27851 | 0 |  |  |  |  | 0
D01184 | 제 1호표 역률 개선용 콘덴서 설치(저압)5kVA 이하 | 제 1호표 역률 개선용 콘덴서 설치(저압) ＊ 저압진상용콘덴서(220V) | 5kVA 이하 ＊ 1P, 3P, 800, ㎌ | 대 |  | 202000 | 0 | 27851 | 0 |  |  |  |  | 0
D01185 | 제 1호표 역률 개선용 콘덴서 설치(저압)5kVA 이하 | 제 1호표 역률 개선용 콘덴서 설치(저압) ＊ 저압진상용콘덴서(220V) | 5kVA 이하 ＊ 1P, 3P, 1000, ㎌ | 대 |  | 254000 | 0 | 27851 | 0 |  |  |  |  | 0
D01186 | 제 2호표 역률 개선용 콘덴서 설치(저압)10kVA 이하 | 제 2호표 역률 개선용 콘덴서 설치(저압) ＊ 저압진상용콘덴서(220V) | 10kVA 이하 ＊ 1P, 3P, 10, KVAR | 대 |  | 128000 | 0 | 35809 | 0 |  |  |  |  | 0
D01187 | 제 3호표 역률 개선용 콘덴서 설치(저압)20kVA 이하 | 제 3호표 역률 개선용 콘덴서 설치(저압) ＊ 저압진상용콘덴서(220V) | 20kVA 이하 ＊ 1P, 3P, 15, KVAR | 대 |  | 194000 | 0 | 51724 | 0 |  |  |  |  | 0
D01188 | 제 3호표 역률 개선용 콘덴서 설치(저압)20kVA 이하 | 제 3호표 역률 개선용 콘덴서 설치(저압) ＊ 저압진상용콘덴서(220V) | 20kVA 이하 ＊ 1P, 3P, 20, KVAR | 대 |  | 260000 | 0 | 51724 | 0 |  |  |  |  | 0
D01190 | 제 1호표 역률 개선용 콘덴서 설치(저압)5kVA 이하 | 제 1호표 역률 개선용 콘덴서 설치(저압) ＊ 저압진상용콘덴서(380V, 440V) | 5kVA 이하 ＊ 1P, 3P, 10, ㎌ | 대 |  | 12500 | 0 | 27851 | 0 |  |  |  |  | 0
D01191 | 제 1호표 역률 개선용 콘덴서 설치(저압)5kVA 이하 | 제 1호표 역률 개선용 콘덴서 설치(저압) ＊ 저압진상용콘덴서(380V, 440V) | 5kVA 이하 ＊ 1P, 3P, 15, ㎌ | 대 |  | 17600 | 0 | 27851 | 0 |  |  |  |  | 0
D01192 | 제 1호표 역률 개선용 콘덴서 설치(저압)5kVA 이하 | 제 1호표 역률 개선용 콘덴서 설치(저압) ＊ 저압진상용콘덴서(380V, 440V) | 5kVA 이하 ＊ 1P, 3P, 20, ㎌ | 대 |  | 23300 | 0 | 27851 | 0 |  |  |  |  | 0
D01193 | 제 1호표 역률 개선용 콘덴서 설치(저압)5kVA 이하 | 제 1호표 역률 개선용 콘덴서 설치(저압) ＊ 저압진상용콘덴서(380V, 440V) | 5kVA 이하 ＊ 1P, 3P, 25, ㎌ | 대 |  | 27500 | 0 | 27851 | 0 |  |  |  |  | 0
D01195 | 제 1호표 역률 개선용 콘덴서 설치(저압)5kVA 이하 | 제 1호표 역률 개선용 콘덴서 설치(저압) ＊ 저압진상용콘덴서(380V, 440V) | 5kVA 이하 ＊ 1P, 3P, 40, ㎌ | 대 |  | 45800 | 0 | 27851 | 0 |  |  |  |  | 0
D01196 | 제 1호표 역률 개선용 콘덴서 설치(저압)5kVA 이하 | 제 1호표 역률 개선용 콘덴서 설치(저압) ＊ 저압진상용콘덴서(380V, 440V) | 5kVA 이하 ＊ 1P, 3P, 50, ㎌ | 대 |  | 48800 | 0 | 27851 | 0 |  |  |  |  | 0
D01197 | 제 1호표 역률 개선용 콘덴서 설치(저압)5kVA 이하 | 제 1호표 역률 개선용 콘덴서 설치(저압) ＊ 저압진상용콘덴서(380V, 440V) | 5kVA 이하 ＊ 1P, 3P, 75, ㎌ | 대 |  | 66400 | 0 | 27851 | 0 |  |  |  |  | 0
D01199 | 제 1호표 역률 개선용 콘덴서 설치(저압)5kVA 이하 | 제 1호표 역률 개선용 콘덴서 설치(저압) ＊ 저압진상용콘덴서(380V, 440V) | 5kVA 이하 ＊ 1P, 3P, 150, ㎌ | 대 |  | 128000 | 0 | 27851 | 0 |  |  |  |  | 0
D01200 | 제 1호표 역률 개선용 콘덴서 설치(저압)5kVA 이하 | 제 1호표 역률 개선용 콘덴서 설치(저압) ＊ 저압진상용콘덴서(380V, 440V) | 5kVA 이하 ＊ 1P, 3P, 175, ㎌ | 대 |  | 136000 | 0 | 27851 | 0 |  |  |  |  | 0
D01201 | 제 1호표 역률 개선용 콘덴서 설치(저압)5kVA 이하 | 제 1호표 역률 개선용 콘덴서 설치(저압) ＊ 저압진상용콘덴서(380V, 440V) | 5kVA 이하 ＊ 1P, 3P, 200, ㎌ | 대 |  | 169000 | 0 | 27851 | 0 |  |  |  |  | 0
D01202 | 제 1호표 역률 개선용 콘덴서 설치(저압)5kVA 이하 | 제 1호표 역률 개선용 콘덴서 설치(저압) ＊ 저압진상용콘덴서(380V, 440V) | 5kVA 이하 ＊ 1P, 3P, 250, ㎌ | 대 |  | 215000 | 0 | 27851 | 0 |  |  |  |  | 0
D01203 | 제 1호표 역률 개선용 콘덴서 설치(저압)5kVA 이하 | 제 1호표 역률 개선용 콘덴서 설치(저압) ＊ 저압진상용콘덴서(380V, 440V) | 5kVA 이하 ＊ 1P, 3P, 300, ㎌ | 대 |  | 247000 | 0 | 27851 | 0 |  |  |  |  | 0
D01204 | 제 1호표 역률 개선용 콘덴서 설치(저압)5kVA 이하 | 제 1호표 역률 개선용 콘덴서 설치(저압) ＊ 저압진상용콘덴서(380V, 440V) | 5kVA 이하 ＊ 1P, 3P, 400, ㎌ | 대 |  | 326000 | 0 | 27851 | 0 |  |  |  |  | 0
D01205 | 제 1호표 역률 개선용 콘덴서 설치(저압)5kVA 이하 | 제 1호표 역률 개선용 콘덴서 설치(저압) ＊ 저압진상용콘덴서(380V, 440V) | 5kVA 이하 ＊ 1P, 3P, 500, ㎌ | 대 |  | 394000 | 0 | 27851 | 0 |  |  |  |  | 0
D01206 | 제 2호표 역률 개선용 콘덴서 설치(저압)10kVA 이하 | 제 2호표 역률 개선용 콘덴서 설치(저압) ＊ 저압진상용콘덴서(380V, 440V) | 10kVA 이하 ＊ 1P, 3P, 10, KVAR | 대 |  | 128000 | 0 | 35809 | 0 |  |  |  |  | 0
D01207 | 제 3호표 역률 개선용 콘덴서 설치(저압)20kVA 이하 | 제 3호표 역률 개선용 콘덴서 설치(저압) ＊ 저압진상용콘덴서(380V, 440V) | 20kVA 이하 ＊ 1P, 3P, 15, KVAR | 대 |  | 194000 | 0 | 51724 | 0 |  |  |  |  | 0
D01208 | 제 3호표 역률 개선용 콘덴서 설치(저압)20kVA 이하 | 제 3호표 역률 개선용 콘덴서 설치(저압) ＊ 저압진상용콘덴서(380V, 440V) | 20kVA 이하 ＊ 1P, 3P, 20, KVAR | 대 |  | 260000 | 0 | 51724 | 0 |  |  |  |  | 0
D01209 | 제 4호표 역률 개선용 콘덴서 설치(저압)50kVA 이하 | 제 4호표 역률 개선용 콘덴서 설치(저압) ＊ 저압진상용콘덴서(380V, 440V) | 50kVA 이하 ＊ 1P, 3P, 25, KVAR | 대 |  | 299000 | 0 | 107428 | 0 |  |  |  |  | 0
D01210 | 제 4호표 역률 개선용 콘덴서 설치(저압)50kVA 이하 | 제 4호표 역률 개선용 콘덴서 설치(저압) ＊ 저압진상용콘덴서(380V, 440V) | 50kVA 이하 ＊ 1P, 3P, 30, KVAR | 대 |  | 363000 | 0 | 107428 | 0 |  |  |  |  | 0
D01211 | 제 4호표 역률 개선용 콘덴서 설치(저압)50kVA 이하 | 제 4호표 역률 개선용 콘덴서 설치(저압) ＊ 저압진상용콘덴서(380V, 440V) | 50kVA 이하 ＊ 1P, 3P, 50, KVAR | 대 |  | 543000 | 0 | 107428 | 0 |  |  |  |  | 0
D01212 | 제 4호표 역률 개선용 콘덴서 설치(저압)50kVA 이하 | 제 4호표 역률 개선용 콘덴서 설치(저압) ＊ 저압진상용콘덴서(380V, 440V) | 50kVA 이하 ＊ 1P, 3P, 75, KVAR | 대 |  | 832000 | 0 | 107428 | 0 |  |  |  |  | 0
D01213 | 제 4호표 역률 개선용 콘덴서 설치(저압)50kVA 이하 | 제 4호표 역률 개선용 콘덴서 설치(저압) ＊ 저압진상용콘덴서(380V, 440V) | 50kVA 이하 ＊ 1P, 3P, 100, KVAR | 대 |  | 1045000 | 0 | 107428 | 0 |  |  |  |  | 0
D01214 | 제 4호표 역률 개선용 콘덴서 설치(저압)50kVA 이하 | 제 4호표 역률 개선용 콘덴서 설치(저압) ＊ 저압진상용콘덴서(380V, 440V) | 50kVA 이하 ＊ 1P, 3P, 150, KVAR | 대 |  | 1522000 | 0 | 107428 | 0 |  |  |  |  | 0
D01155 | 제 1호표 인력 터파기(보통토사)깊이 1m 미만 | 제 1호표 인력 터파기(보통토사) | 깊이 1m 미만 | ㎥ |  |  | 0 | 32371 | 0 |  |  |  |  | 0
D02349 | 제 2호표 인력 터파기(보통토사)1m 이상 ~ 2m 미만 | 제 2호표 인력 터파기(보통토사) | 1m 이상 ~ 2m 미만 | ㎥ |  |  | 0 | 43701 | 0 |  |  |  |  | 0
D02350 | 제 2호표 인력 터파기(경질토사)1m 이상 ~ 2m 미만 | 제 2호표 인력 터파기(경질토사) | 1m 이상 ~ 2m 미만 | ㎥ |  |  | 0 | 56650 | 0 |  |  |  |  | 0
D02351 | 제 2호표 인력 터파기(고사점토 및 자갈섞인 토사)1m 이상 ~ 2m 미만 | 제 2호표 인력 터파기(고사점토 및 자갈섞인 토사) | 1m 이상 ~ 2m 미만 | ㎥ |  |  | 0 | 69598 | 0 |  |  |  |  | 0
D02352 | 제 2호표 인력 터파기(호박돌 섞인 토사)1m 이상 ~ 2m 미만 | 제 2호표 인력 터파기(호박돌 섞인 토사) | 1m 이상 ~ 2m 미만 | ㎥ |  |  | 0 | 124630 | 0 |  |  |  |  | 0
D02353 | 제 2호표 인력 터파기(연암 및 풍화암)1m 이상 ~ 2m 미만 | 제 2호표 인력 터파기(연암 및 풍화암) | 1m 이상 ~ 2m 미만 | ㎥ |  |  | 0 | 521020 | 0 |  |  |  |  | 0
D02354 | 제 2호표 인력 터파기(보통암)1m 이상 ~ 2m 미만 | 제 2호표 인력 터파기(보통암) | 1m 이상 ~ 2m 미만 | ㎥ |  |  | 0 | 752585 | 0 |  |  |  |  | 0
D02355 | 제 2호표 인력 터파기(경암)1m 이상 ~ 2m 미만 | 제 2호표 인력 터파기(경암) | 1m 이상 ~ 2m 미만 | ㎥ |  |  | 0 | 1676659 | 0 |  |  |  |  | 0
D00866 | 제 1호표 배선용 차단기30AF 이하 | 제 1호표 배선용 차단기 ＊ ABS Type 배선용차단기 | 30AF 이하 ＊ ABS 32c , 정격전압:460V,14(10)kA 정격전류:3~30 극수:2P | 개 |  | 30100 | 0 | 51293 | 0 |  |  |  |  | 0
D00867 | 제 1호표 배선용 차단기30AF 이하 | 제 1호표 배선용 차단기 ＊ ABS Type 배선용차단기 | 30AF 이하 ＊ ABS 33c , 정격전압:460V,14(10)kA 정격전류:3~30 극수:3P | 개 |  | 49300 | 0 | 51293 | 0 |  |  |  |  | 0
D00868 | 제 1호표 배선용 차단기30AF 이하 | 제 1호표 배선용 차단기 ＊ ABS Type 배선용차단기 | 30AF 이하 ＊ ABS 34c , 정격전압:460V,14(10)kA 정격전류:3~30 극수:4P | 개 |  | 58600 | 0 | 51293 | 0 |  |  |  |  | 0
D00869 | 제 2호표 배선용 차단기50AF 이하 | 제 2호표 배선용 차단기 ＊ ABS Type 배선용차단기 | 50AF 이하 ＊ ABS 52c , 정격전압:460V,18kA 정격전류:15~50 극수:2P | 개 |  | 40100 | 0 | 70191 | 0 |  |  |  |  | 0
D00870 | 제 2호표 배선용 차단기50AF 이하 | 제 2호표 배선용 차단기 ＊ ABS Type 배선용차단기 | 50AF 이하 ＊ ABS 53c , 정격전압:460V,18kA 정격전류:15~50 극수:3P | 개 |  | 53600 | 0 | 70191 | 0 |  |  |  |  | 0
D00871 | 제 2호표 배선용 차단기50AF 이하 | 제 2호표 배선용 차단기 ＊ ABS Type 배선용차단기 | 50AF 이하 ＊ ABS 54c , 정격전압:460V,18kA 정격전류:15~50 극수:4P | 개 |  | 66900 | 0 | 70191 | 0 |  |  |  |  | 0
D00872 | 제 3호표 배선용 차단기100AF 이하 | 제 3호표 배선용 차단기 ＊ ABS Type 배선용차단기 | 100AF 이하 ＊ ABS 62c , 정격전압:460V,18kA 정격전류:15~60 극수:2P | 개 |  | 42600 | 0 | 97188 | 0 |  |  |  |  | 0
D00873 | 제 3호표 배선용 차단기100AF 이하 | 제 3호표 배선용 차단기 ＊ ABS Type 배선용차단기 | 100AF 이하 ＊ ABS 63c , 정격전압:460V,18kA 정격전류:15~60 극수:3P | 개 |  | 55900 | 0 | 97188 | 0 |  |  |  |  | 0
D00874 | 제 3호표 배선용 차단기100AF 이하 | 제 3호표 배선용 차단기 ＊ ABS Type 배선용차단기 | 100AF 이하 ＊ ABS 64c , 정격전압:460V,18kA 정격전류:15~60 극수:4P | 개 |  | 70600 | 0 | 97188 | 0 |  |  |  |  | 0
D00875 | 제 4호표 배선용 차단기225AF 이하 | 제 4호표 배선용 차단기 ＊ ABS Type 배선용차단기 | 225AF 이하 ＊ ABS 102c , 정격전압:460V,37kA 정격전류:15~125 극수:2P | 개 |  | 81300 | 0 | 126884 | 0 |  |  |  |  | 0
D00876 | 제 4호표 배선용 차단기225AF 이하 | 제 4호표 배선용 차단기 ＊ 배선용차단기 (MCCB) | 225AF 이하 ＊ ABS 103c , 정격전압:460V,37kA 정격전류:15~125 극수:3P | 개 |  | 104000 | 0 | 126884 | 0 |  |  |  |  | 0
D00877 | 제 4호표 배선용 차단기225AF 이하 | 제 4호표 배선용 차단기 ＊ 배선용차단기 (MCCB) | 225AF 이하 ＊ ABS 104c , 정격전압:460V,37kA 정격전류:15~125 극수:4P | 개 |  | 129000 | 0 | 126884 | 0 |  |  |  |  | 0
D00878 | 제 5호표 배선용 차단기400AF 이하 | 제 5호표 배선용 차단기 ＊ 배선용차단기 (MCCB) | 400AF 이하 ＊ ABS 202c , 정격전압:460V,37kA 정격전류:100~250 극수:2P | 개 |  | 211000 | 0 | 183578 | 0 |  |  |  |  | 0
D00879 | 제 5호표 배선용 차단기400AF 이하 | 제 5호표 배선용 차단기 ＊ 배선용차단기 (MCCB) | 400AF 이하 ＊ ABS 203c , 정격전압:460V,37kA 정격전류:100~250 극수:3P | 개 |  | 251000 | 0 | 183578 | 0 |  |  |  |  | 0
D00880 | 제 5호표 배선용 차단기400AF 이하 | 제 5호표 배선용 차단기 ＊ 배선용차단기 (MCCB) | 400AF 이하 ＊ ABS 204c , 정격전압:460V,37kA 정격전류:100~250 극수:4P | 개 |  | 288000 | 0 | 183578 | 0 |  |  |  |  | 0
D00881 | 제 5호표 배선용 차단기400AF 이하 | 제 5호표 배선용 차단기 ＊ 배선용차단기 (MCCB) | 400AF 이하 ＊ ABS 402c , 정격전압:460V,50kA 정격전류:250~400 극수:2P | 개 |  | 360000 | 0 | 183578 | 0 |  |  |  |  | 0
D00882 | 제 5호표 배선용 차단기400AF 이하 | 제 5호표 배선용 차단기 ＊ 배선용차단기 (MCCB) | 400AF 이하 ＊ ABS 403c, 정격전압:460V,50kA 정격전류:250~400 극수:3P | 개 |  | 417000 | 0 | 183578 | 0 |  |  |  |  | 0
D00883 | 제 5호표 배선용 차단기400AF 이하 | 제 5호표 배선용 차단기 ＊ 배선용차단기 (MCCB) | 400AF 이하 ＊ ABS 404c , 정격전압:460V,50kA 정격전류:250~400 극수:4P | 개 |  | 509000 | 0 | 183578 | 0 |  |  |  |  | 0
D00884 | 제 7호표 배선용 차단기800AF 이하 | 제 7호표 배선용 차단기 ＊ 배선용차단기 (MCCB) | 800AF 이하 ＊ ABS 602c , 정격전압:460V,65kA 정격전류:500~630 극수:2P | 개 |  | 808000 | 0 | 240271 | 0 |  |  |  |  | 0
D00885 | 제 7호표 배선용 차단기800AF 이하 | 제 7호표 배선용 차단기 ＊ 배선용차단기 (MCCB) | 800AF 이하 ＊ ABS 603c , 정격전압:460V,65kA 정격전류:500~630 극수:3P | 개 |  | 984000 | 0 | 240271 | 0 |  |  |  |  | 0
D00886 | 제 7호표 배선용 차단기800AF 이하 | 제 7호표 배선용 차단기 ＊ 배선용차단기 (MCCB) | 800AF 이하 ＊ ABS 604c , 정격전압:460V,65kA 정격전류:500~630 극수:4P | 개 |  | 1108000 | 0 | 240271 | 0 |  |  |  |  | 0
D00887 | 제 7호표 배선용 차단기800AF 이하 | 제 7호표 배선용 차단기 ＊ 배선용차단기 (MCCB) | 800AF 이하 ＊ ABS 802c , 정격전압:460V,65kA 정격전류:700~800 극수:2P | 개 |  | 975000 | 0 | 240271 | 0 |  |  |  |  | 0
D00888 | 제 7호표 배선용 차단기800AF 이하 | 제 7호표 배선용 차단기 ＊ 배선용차단기 (MCCB) | 800AF 이하 ＊ ABS 803c , 정격전압:460V,65kA 정격전류:700~800 극수:3P | 개 |  | 1183000 | 0 | 240271 | 0 |  |  |  |  | 0
D00889 | 제 7호표 배선용 차단기800AF 이하 | 제 7호표 배선용 차단기 ＊ 배선용차단기 (MCCB) | 800AF 이하 ＊ ABS 804c , 정격전압:460V,65kA 정격전류:700~800 극수:4P | 개 |  | 1378000 | 0 | 240271 | 0 |  |  |  |  | 0
D00890 | 제 1호표 배선용 차단기30AF 이하 | 제 1호표 배선용 차단기 ＊ 분전반용누전차단기 | 30AF 이하 ＊ 32KGRc, 극수:2P2E 정격전류:15,20,30 차단전류(220V):1.5kA 분전반용 | 개 |  | 13900 | 0 | 51293 | 0 |  |  |  |  | 0
D00891 | 제 1호표 배선용 차단기30AF 이하 | 제 1호표 배선용 차단기 ＊ 분전반용누전차단기 | 30AF 이하 ＊ 32GRc, 극수:2P2E 정격전류:15,20,30 차단전류(220V):1.5kA 분전반용 | 개 |  | 13900 | 0 | 51293 | 0 |  |  |  |  | 0
D00892 | 제 1호표 배선용 차단기30AF 이하 | 제 1호표 배선용 차단기 ＊ 분전반용누전차단기 | 30AF 이하 ＊ 32GRhc, 극수:2P2E 정격전류:15,20,30 차단전류(220V):1.5kA 분전반용 | 개 |  | 27000 | 0 | 51293 | 0 |  |  |  |  | 0
D00893 | 제 1호표 배선용 차단기30AF 이하 | 제 1호표 배선용 차단기 ＊ 분전반용누전차단기 | 30AF 이하 ＊ 32KGRd, 극수:2P2E 정격전류:15,20,30 차단전류(220V):2.5kA 분전반용 | 개 |  | 13900 | 0 | 51293 | 0 |  |  |  |  | 0
D00894 | 제 1호표 배선용 차단기30AF 이하 | 제 1호표 배선용 차단기 ＊ 분전반용누전차단기 | 30AF 이하 ＊ 32GRd, 극수:2P2E 정격전류:15,20,30 차단전류(220V):2.5kA 분전반용 | 개 |  | 13900 | 0 | 51293 | 0 |  |  |  |  | 0
D00896 | 제 1호표 배선용 차단기30AF 이하 | 제 1호표 배선용 차단기 ＊ 분전반용누전차단기 | 30AF 이하 ＊ EBE 32Fb, 극수:2P2E 정격전류:5,10,15,20,30 차단전류(220V):2.5kA 분전반용 | 개 |  | 38900 | 0 | 51293 | 0 |  |  |  |  | 0
D00897 | 제 1호표 배선용 차단기30AF 이하 | 제 1호표 배선용 차단기 ＊ 분전반용누전차단기 | 30AF 이하 ＊ EBE 33Fb, 극수:2P3E 정격전류:5,10,15,20,30 차단전류(220V):2.5kA 분전반용 | 개 |  | 47000 | 0 | 51293 | 0 |  |  |  |  | 0
D00898 | 제 2호표 배선용 차단기50AF 이하 | 제 2호표 배선용 차단기 ＊ 분전반용누전차단기 | 50AF 이하 ＊ EBE 52Fb, 극수:2P2E 정격전류:15,20,30,40,50 차단전류(220V):2.5kA 분전반용 | 개 |  | 42200 | 0 | 70191 | 0 |  |  |  |  | 0
D00899 | 제 2호표 배선용 차단기50AF 이하 | 제 2호표 배선용 차단기 ＊ 분전반용누전차단기 | 50AF 이하 ＊ EBE 53Fb, 극수:2P3E 정격전류:15,20,30,40,50 차단전류(220V):2.5kA 분전반용 | 개 |  | 51900 | 0 | 70191 | 0 |  |  |  |  | 0
D00900 | 제 3호표 배선용 차단기100AF 이하 | 제 3호표 배선용 차단기 ＊ 분전반용누전차단기 | 100AF 이하 ＊ EBE 102Fb, 극수:2P2E 정격전류:60,75,100 차단전류(220V):5kA 분전반용 | 개 |  | 83300 | 0 | 97188 | 0 |  |  |  |  | 0
D00901 | 제 3호표 배선용 차단기100AF 이하 | 제 3호표 배선용 차단기 ＊ 분전반용누전차단기 | 100AF 이하 ＊ EBE 103Fb, 극수:2P3E 정격전류:60,75,100 차단전류(220V):5kA 분전반용 | 개 |  | 95500 | 0 | 97188 | 0 |  |  |  |  | 0
D00903 | 제 1호표 배선용 차단기30AF 이하 | 제 1호표 배선용 차단기 ＊ EBS Type 누전차단기 | 30AF 이하 ＊ EBS 34c, 극수:4P 정격전류:15~30 차단전류(460V):14kA | 개 |  | 110000 | 0 | 51293 | 0 |  |  |  |  | 0
D00904 | 제 2호표 배선용 차단기50AF 이하 | 제 2호표 배선용 차단기 ＊ EBS Type 누전차단기 | 50AF 이하 ＊ EBS 53c, 극수:3P 정격전류:15~50 차단전류(460V):18kA | 개 |  | 131000 | 0 | 70191 | 0 |  |  |  |  | 0
D00905 | 제 2호표 배선용 차단기50AF 이하 | 제 2호표 배선용 차단기 ＊ EBS Type 누전차단기 | 50AF 이하 ＊ EBS 54c, 극수:4P 정격전류:15~50 차단전류(460V):18kA | 개 |  | 143000 | 0 | 70191 | 0 |  |  |  |  | 0
D00906 | 제 3호표 배선용 차단기100AF 이하 | 제 3호표 배선용 차단기 ＊ EBS Type 누전차단기 | 100AF 이하 ＊ EBS 63c, 극수:3P 정격전류:60 차단전류(460V):18kA | 개 |  | 134000 | 0 | 97188 | 0 |  |  |  |  | 0
D00907 | 제 3호표 배선용 차단기100AF 이하 | 제 3호표 배선용 차단기 ＊ EBS Type 누전차단기 | 100AF 이하 ＊ EBS 64c, 극수:4P 정격전류:60 차단전류(460V):18kA | 개 |  | 170000 | 0 | 97188 | 0 |  |  |  |  | 0
D00908 | 제 4호표 배선용 차단기225AF 이하 | 제 4호표 배선용 차단기 ＊ EBS Type 누전차단기 | 225AF 이하 ＊ EBS 103c, 극수:3P 정격전류:15~125 차단전류(460V):37kA | 개 |  | 178000 | 0 | 126884 | 0 |  |  |  |  | 0
D00909 | 제 4호표 배선용 차단기225AF 이하 | 제 4호표 배선용 차단기 ＊ EBS Type 누전차단기 | 225AF 이하 ＊ EBS 104c, 극수:4P 정격전류:15~125 차단전류(460V):37kA | 개 |  | 214000 | 0 | 126884 | 0 |  |  |  |  | 0
D00910 | 제 5호표 배선용 차단기400AF 이하 | 제 5호표 배선용 차단기 ＊ EBS Type 누전차단기 | 400AF 이하 ＊ EBS 203c, 극수:3P 정격전류:100~250 차단전류(460V):37kA | 개 |  | 444000 | 0 | 183578 | 0 |  |  |  |  | 0
D00911 | 제 5호표 배선용 차단기400AF 이하 | 제 5호표 배선용 차단기 ＊ EBS Type 누전차단기 | 400AF 이하 ＊ EBS 204c, 극수:4P 정격전류:100~250 차단전류(460V):37kA | 개 |  | 110000 | 0 | 183578 | 0 |  |  |  |  | 0
D00912 | 제 5호표 배선용 차단기400AF 이하 | 제 5호표 배선용 차단기 ＊ EBS Type 누전차단기 | 400AF 이하 ＊ EBS 403c, 극수:3P 정격전류:250~400 차단전류(460V):50kA | 개 |  | 644000 | 0 | 183578 | 0 |  |  |  |  | 0
D00913 | 제 5호표 배선용 차단기400AF 이하 | 제 5호표 배선용 차단기 ＊ EBS Type 누전차단기 | 400AF 이하 ＊ EBS 404c, 극수:4P 정격전류:250~400 차단전류(460V):50kA | 개 |  | 856000 | 0 | 183578 | 0 |  |  |  |  | 0
D00914 | 제 7호표 배선용 차단기800AF 이하 | 제 7호표 배선용 차단기 ＊ EBS Type 누전차단기 | 800AF 이하 ＊ EBS 603c, 극수:3P 정격전류:500~630 차단전류(460V):65kA | 개 |  | 1202000 | 0 | 240271 | 0 |  |  |  |  | 0
D00915 | 제 7호표 배선용 차단기800AF 이하 | 제 7호표 배선용 차단기 ＊ EBS Type 누전차단기 | 800AF 이하 ＊ EBS 803c, 극수:3P 정격전류:700~800 차단전류(460V):65kA | 개 |  | 1464000 | 0 | 240271 | 0 |  |  |  |  | 0
D01225 | 제 1호표 서지보호기(SPD) 설치서지보호기용 외함설치 | 제 1호표 서지보호기(SPD) 설치 ＊ 서지보호기-전원용 SPD(BOX Type) | 서지보호기용 외함설치 ＊ 1상2선, SB-PB080/2(Imax80kA/In40kA) | 대 |  | 220000 | 0 | 29696 | 0 |  |  |  |  | 0
D01223 | 제 1호표 서지보호기(SPD) 설치서지보호기용 외함설치 | 제 1호표 서지보호기(SPD) 설치 ＊ 서지보호기-전원용 SPD(BOX Type) | 서지보호기용 외함설치 ＊ 1상2선, SB-PC020/2(Imax20kA/In10kA) | 대 |  | 85000 | 0 | 29696 | 0 |  |  |  |  | 0
D01224 | 제 1호표 서지보호기(SPD) 설치서지보호기용 외함설치 | 제 1호표 서지보호기(SPD) 설치 ＊ 서지보호기-전원용 SPD(BOX Type) | 서지보호기용 외함설치 ＊ 1상2선, SB-PB040/2(Imax40kA/In20kA) | 대 |  | 150000 | 0 | 29696 | 0 |  |  |  |  | 0
D01226 | 제 1호표 서지보호기(SPD) 설치서지보호기용 외함설치 | 제 1호표 서지보호기(SPD) 설치 ＊ 서지보호기-전원용 SPD(BOX Type) | 서지보호기용 외함설치 ＊ 1상2선, SB-PB120/2(Imax120kA/In60kA) | 대 |  | 300000 | 0 | 29696 | 0 |  |  |  |  | 0
D01227 | 제 1호표 서지보호기(SPD) 설치서지보호기용 외함설치 | 제 1호표 서지보호기(SPD) 설치 ＊ 서지보호기-전원용 SPD(BOX Type) | 서지보호기용 외함설치 ＊ 1상2선, SB-PB160/2(Imax160kA/In80kA) | 대 |  | 360000 | 0 | 29696 | 0 |  |  |  |  | 0
D01228 | 제 1호표 서지보호기(SPD) 설치서지보호기용 외함설치 | 제 1호표 서지보호기(SPD) 설치 ＊ 서지보호기-전원용 SPD(BOX Type) | 서지보호기용 외함설치 ＊ 1상2선, SB-PB200/2(Imax200kA/In100kA) | 대 |  | 410000 | 0 | 29696 | 0 |  |  |  |  | 0
D01230 | 제 1호표 서지보호기(SPD) 설치서지보호기용 외함설치 | 제 1호표 서지보호기(SPD) 설치 ＊ 서지보호기-전원용 SPD(BOX Type) | 서지보호기용 외함설치 ＊ 3상4선, SB-PB080/4(Imax80kA/In40kA) | 대 |  | 300000 | 0 | 29696 | 0 |  |  |  |  | 0
D01231 | 제 1호표 서지보호기(SPD) 설치서지보호기용 외함설치 | 제 1호표 서지보호기(SPD) 설치 ＊ 서지보호기-전원용 SPD(BOX Type) | 서지보호기용 외함설치 ＊ 3상4선, SB-PB120/4(Imax120kA/In60kA) | 대 |  | 300000 | 0 | 29696 | 0 |  |  |  |  | 0
D01232 | 제 1호표 서지보호기(SPD) 설치서지보호기용 외함설치 | 제 1호표 서지보호기(SPD) 설치 ＊ 서지보호기-전원용 SPD(BOX Type) | 서지보호기용 외함설치 ＊ 3상4선, SB-PB160/4(Imax160kA/In80kA) | 대 |  | 360000 | 0 | 29696 | 0 |  |  |  |  | 0
D01233 | 제 1호표 서지보호기(SPD) 설치서지보호기용 외함설치 | 제 1호표 서지보호기(SPD) 설치 ＊ 서지보호기-전원용 SPD(BOX Type) | 서지보호기용 외함설치 ＊ 3상4선, SB-PB200/4(Imax200kA/In100kA) | 대 |  | 550000 | 0 | 29696 | 0 |  |  |  |  | 0
D01234 | 제 1호표 서지보호기(SPD) 설치서지보호기용 외함설치 | 제 1호표 서지보호기(SPD) 설치 ＊ 서지보호기-전원용 SPD(BOX Type) | 서지보호기용 외함설치 ＊ 3상4선, SB-PB240/4(Imax240kA/In120kA) | 대 |  | 580000 | 0 | 29696 | 0 |  |  |  |  | 0
D01229 | 제 1호표 서지보호기(SPD) 설치서지보호기용 외함설치 | 제 1호표 서지보호기(SPD) 설치 ＊ 서지보호기-전원용 SPD(BOX Type) | 서지보호기용 외함설치 ＊ 3상4선, SB-PB040/4(Imax40kA/In20kA) | 대 |  | 220000 | 0 | 29696 | 0 |  |  |  |  | 0
D00942 | 제 1호표 전력량계 및 부속장치 설치전력량계 1Ø 2W용 | 제 1호표 전력량계 및 부속장치 설치 ＊ LD시리즈 단상 | 전력량계 1Ø 2W용 ＊ 220V 1P2W 40(10)A | 대 |  | 58000 | 0 | 37795 | 0 |  |  |  |  | 0
D00943 | 제 1호표 전력량계 및 부속장치 설치전력량계 1Ø 2W용 | 제 1호표 전력량계 및 부속장치 설치 ＊ LD시리즈 단상 | 전력량계 1Ø 2W용 ＊ 220V 1P2W 60(15)A | 대 |  | 58000 | 0 | 37795 | 0 |  |  |  |  | 0
D00944 | 제 1호표 전력량계 및 부속장치 설치전력량계 1Ø 2W용 | 제 1호표 전력량계 및 부속장치 설치 ＊ LD시리즈 단상 | 전력량계 1Ø 2W용 ＊ 220V 1P2W 80(20)A | 대 |  | 92000 | 0 | 37795 | 0 |  |  |  |  | 0
D00946 | 제 3호표 전력량계 및 부속장치 설치전력량계 3Ø 4W용 | 제 3호표 전력량계 및 부속장치 설치 ＊ LD시리즈 삼상 | 전력량계 3Ø 4W용 ＊ 220/380V 3P4W 40(10)A | 대 |  | 189000 | 0 | 86389 | 0 |  |  |  |  | 0
D00947 | 제 3호표 전력량계 및 부속장치 설치전력량계 3Ø 4W용 | 제 3호표 전력량계 및 부속장치 설치 ＊ LD시리즈 삼상 | 전력량계 3Ø 4W용 ＊ 220/380V 3P4W 80(20)A | 대 |  | 189000 | 0 | 86389 | 0 |  |  |  |  | 0
D00948 | 제 3호표 전력량계 및 부속장치 설치전력량계 3Ø 4W용 | 제 3호표 전력량계 및 부속장치 설치 ＊ LD시리즈 삼상 | 전력량계 3Ø 4W용 ＊ 220/380V 3P4W 120(30)A | 대 |  | 189000 | 0 | 86389 | 0 |  |  |  |  | 0
D00949 | 제 1호표 전력량계 및 부속장치 설치전력량계 1Ø 2W용 | 제 1호표 전력량계 및 부속장치 설치 ＊ 양방향전자식전력량계(Smart Meter) | 전력량계 1Ø 2W용 ＊ 1P2W 220V 40(10)A | 대 |  | 77500 | 0 | 37795 | 0 |  |  |  |  | 0
D00950 | 제 1호표 전력량계 및 부속장치 설치전력량계 1Ø 2W용 | 제 1호표 전력량계 및 부속장치 설치 ＊ 양방향전자식전력량계(Smart Meter) | 전력량계 1Ø 2W용 ＊ 1P2W 220V 80(20)A | 대 |  | 85300 | 0 | 37795 | 0 |  |  |  |  | 0
D00951 | 제 1호표 전력량계 및 부속장치 설치전력량계 1Ø 2W용 | 제 1호표 전력량계 및 부속장치 설치 ＊ 양방향전자식전력량계(Smart Meter) | 전력량계 1Ø 2W용 ＊ 1P2W 220V 120(30)A | 대 |  | 93000 | 0 | 37795 | 0 |  |  |  |  | 0
D00952 | 제 3호표 전력량계 및 부속장치 설치전력량계 3Ø 4W용 | 제 3호표 전력량계 및 부속장치 설치 ＊ 양방향전자식전력량계(Smart Meter) | 전력량계 3Ø 4W용 ＊ 3P4W 220/380V 40(10)A | 대 |  | 171000 | 0 | 86389 | 0 |  |  |  |  | 0
D00953 | 제 3호표 전력량계 및 부속장치 설치전력량계 3Ø 4W용 | 제 3호표 전력량계 및 부속장치 설치 ＊ 양방향전자식전력량계(Smart Meter) | 전력량계 3Ø 4W용 ＊ 3P4W 220/380V 80(20)A | 대 |  | 178000 | 0 | 86389 | 0 |  |  |  |  | 0
D00954 | 제 3호표 전력량계 및 부속장치 설치전력량계 3Ø 4W용 | 제 3호표 전력량계 및 부속장치 설치 ＊ 양방향전자식전력량계(Smart Meter) | 전력량계 3Ø 4W용 ＊ 3P4W 220/380V 120(30)A | 대 |  | 194000 | 0 | 86389 | 0 |  |  |  |  | 0
D00955 | 제 3호표 전력량계 및 부속장치 설치전력량계 3Ø 4W용 | 제 3호표 전력량계 및 부속장치 설치 ＊ 양방향전자식전력량계(Smart Meter) | 전력량계 3Ø 4W용 ＊ 3P4W 220/380V 5(2.5)A | 대 |  | 202000 | 0 | 86389 | 0 |  |  |  |  | 0
D00975 | 제 4호표 전력량계 및 부속장치 설치전류변성기(CT)(저·고압) | 제 4호표 전력량계 및 부속장치 설치 ＊ EMPR 옵션품-변류기(3CT형) | 전류변성기(CT)(저·고압) ＊ 3CT-43, 300/350/400A CT 상부에 DMP, GMP60-3T/TN/TZ 등 취부 가능 | 대 |  | 39000 | 0 | 107987 | 0 |  |  |  |  | 0
D00976 | 제 5호표 전력량계 및 부속장치 설치전압변성기(PT)(저·고압) | 제 5호표 전력량계 및 부속장치 설치 ＊ EMPR 옵션품-변류기(3CT형) | 전압변성기(PT)(저·고압) ＊ 3CT-23, 80/100/150A 2차 정격 5A, 부담 1.5VA, (관통 : 21X21) | 대 |  | 28800 | 0 | 107987 | 0 |  |  |  |  | 0
D00977 | 제 6호표 전력량계 및 부속장치 설치영상전류변성기(ZCT) | 제 6호표 전력량계 및 부속장치 설치 ＊ EMPR 옵션품-영상변류기 | 영상전류변성기(ZCT) ＊ ZCT 50Φ 영상변류비 200mA/100mV | 대 |  | 41700 | 0 | 107987 | 0 |  |  |  |  | 0
D00978 | 제 6호표 전력량계 및 부속장치 설치영상전류변성기(ZCT) | 제 6호표 전력량계 및 부속장치 설치 ＊ EMPR 옵션품-영상변류기 | 영상전류변성기(ZCT) ＊ ZCT 65Φ 영상변류비 200mA/100mV | 대 |  | 41600 | 0 | 107987 | 0 |  |  |  |  | 0
D00979 | 제 6호표 전력량계 및 부속장치 설치영상전류변성기(ZCT) | 제 6호표 전력량계 및 부속장치 설치 ＊ EMPR 옵션품-영상변류기 | 영상전류변성기(ZCT) ＊ ZCT 80Φ 영상변류비 200mA/100mV | 대 |  | 60100 | 0 | 107987 | 0 |  |  |  |  | 0
D00980 | 제 9호표 전력량계 및 부속장치 설치계기함 | 제 9호표 전력량계 및 부속장치 설치 ＊ 옥외 STS 일반계량기함 | 계기함 ＊ 200×330×160, 1.2T | 대 |  | 125000 | 0 | 80990 | 0 |  |  |  |  | 0
D00981 | 제 9호표 전력량계 및 부속장치 설치계기함 | 제 9호표 전력량계 및 부속장치 설치 ＊ 옥외 STS 일반계량기함 | 계기함 ＊ 400×330×160, 1.2T | 대 |  | 166000 | 0 | 80990 | 0 |  |  |  |  | 0
D00982 | 제 9호표 전력량계 및 부속장치 설치계기함 | 제 9호표 전력량계 및 부속장치 설치 ＊ 옥외 STS 일반계량기함 | 계기함 ＊ 300×430×190, 1.2T | 대 |  | 166000 | 0 | 80990 | 0 |  |  |  |  | 0
D00960 | 제 1호표 무정전전원장치(UPS) 설치전원선/접지선 연결 | 제 1호표 무정전전원장치(UPS) 설치 ＊ 자동전압조정기 TRS방식 | 전원선/접지선 연결 ＊ 상수3ø, 출력380/220V±1~2%(입력:±10~20%) 용량50kVA | 대 |  | 4281000 | 0 | 247368 | 0 |  |  |  |  | 0
D00956 | 제 1호표 무정전전원장치(UPS) 설치전원선/접지선 연결 | 제 1호표 무정전전원장치(UPS) 설치 ＊ 자동전압조정기 TRS방식 | 전원선/접지선 연결 ＊ 상수3ø, 출력380/220V±1~2%(입력:±10~20%) 용량10kVA | 대 |  | 1811000 | 0 | 247368 | 0 |  |  |  |  | 0
D00957 | 제 1호표 무정전전원장치(UPS) 설치전원선/접지선 연결 | 제 1호표 무정전전원장치(UPS) 설치 ＊ 자동전압조정기 TRS방식 | 전원선/접지선 연결 ＊ 상수3ø, 출력380/220V±1~2%(입력:±10~20%) 용량15kVA | 대 |  | 2058000 | 0 | 247368 | 0 |  |  |  |  | 0
D00958 | 제 1호표 무정전전원장치(UPS) 설치전원선/접지선 연결 | 제 1호표 무정전전원장치(UPS) 설치 ＊ 자동전압조정기 TRS방식 | 전원선/접지선 연결 ＊ 상수3ø, 출력380/220V±1~2%(입력:±10~20%) 용량20kVA | 대 |  | 2552000 | 0 | 247368 | 0 |  |  |  |  | 0
D00959 | 제 1호표 무정전전원장치(UPS) 설치전원선/접지선 연결 | 제 1호표 무정전전원장치(UPS) 설치 ＊ 자동전압조정기 TRS방식 | 전원선/접지선 연결 ＊ 상수3ø, 출력380/220V±1~2%(입력:±10~20%) 용량30kVA | 대 |  | 3211000 | 0 | 247368 | 0 |  |  |  |  | 0
D00961 | 제 1호표 무정전전원장치(UPS) 설치전원선/접지선 연결 | 제 1호표 무정전전원장치(UPS) 설치 ＊ 자동전압조정기 TRS방식 | 전원선/접지선 연결 ＊ 상수3ø, 출력380/220V±1~2%(입력:±10~20%) 용량75kVA | 대 |  | 5927000 | 0 | 247368 | 0 |  |  |  |  | 0
D00960 | 제 1호표 무정전전원장치(UPS) 설치전원선/접지선 연결 | 제 1호표 무정전전원장치(UPS) 설치 ＊ 자동전압조정기 TRS방식 | 전원선/접지선 연결 ＊ 상수3ø, 출력380/220V±1~2%(입력:±10~20%) 용량50kVA | 대 |  | 4281000 | 0 | 247368 | 0 |  |  |  |  | 0
D00965 | 제 1호표 무정전전원장치(UPS) 설치전원선/접지선 연결 | 제 1호표 무정전전원장치(UPS) 설치 ＊ 무정전전원장치 | 전원선/접지선 연결 ＊ 상수3ø 110/220V, 208/120V, 380/220V(입력:3ø208/220/380V) 용량 50kVA | 대 |  | 43000000 | 0 | 247368 | 0 |  |  |  |  | 0
D00956 | 제 1호표 무정전전원장치(UPS) 설치전원선/접지선 연결 | 제 1호표 무정전전원장치(UPS) 설치 ＊ 자동전압조정기 TRS방식 | 전원선/접지선 연결 ＊ 상수3ø, 출력380/220V±1~2%(입력:±10~20%) 용량10kVA | 대 |  | 1811000 | 0 | 247368 | 0 |  |  |  |  | 0
D00957 | 제 1호표 무정전전원장치(UPS) 설치전원선/접지선 연결 | 제 1호표 무정전전원장치(UPS) 설치 ＊ 자동전압조정기 TRS방식 | 전원선/접지선 연결 ＊ 상수3ø, 출력380/220V±1~2%(입력:±10~20%) 용량15kVA | 대 |  | 2058000 | 0 | 247368 | 0 |  |  |  |  | 0
D00958 | 제 1호표 무정전전원장치(UPS) 설치전원선/접지선 연결 | 제 1호표 무정전전원장치(UPS) 설치 ＊ 자동전압조정기 TRS방식 | 전원선/접지선 연결 ＊ 상수3ø, 출력380/220V±1~2%(입력:±10~20%) 용량20kVA | 대 |  | 2552000 | 0 | 247368 | 0 |  |  |  |  | 0
D00959 | 제 1호표 무정전전원장치(UPS) 설치전원선/접지선 연결 | 제 1호표 무정전전원장치(UPS) 설치 ＊ 자동전압조정기 TRS방식 | 전원선/접지선 연결 ＊ 상수3ø, 출력380/220V±1~2%(입력:±10~20%) 용량30kVA | 대 |  | 3211000 | 0 | 247368 | 0 |  |  |  |  | 0
D00961 | 제 1호표 무정전전원장치(UPS) 설치전원선/접지선 연결 | 제 1호표 무정전전원장치(UPS) 설치 ＊ 자동전압조정기 TRS방식 | 전원선/접지선 연결 ＊ 상수3ø, 출력380/220V±1~2%(입력:±10~20%) 용량75kVA | 대 |  | 5927000 | 0 | 247368 | 0 |  |  |  |  | 0
D00962 | 제 1호표 무정전전원장치(UPS) 설치전원선/접지선 연결 | 제 1호표 무정전전원장치(UPS) 설치 ＊ 무정전전원장치 | 전원선/접지선 연결 ＊ 상수3ø 110/220V, 208/120V, 380/220V(입력:3ø208/220/380V) 용량 10kVA | 대 |  | 15700000 | 0 | 247368 | 0 |  |  |  |  | 0
D00963 | 제 1호표 무정전전원장치(UPS) 설치전원선/접지선 연결 | 제 1호표 무정전전원장치(UPS) 설치 ＊ 무정전전원장치 | 전원선/접지선 연결 ＊ 상수3ø 110/220V, 208/120V, 380/220V(입력:3ø208/220/380V) 용량 20kVA | 대 |  | 24500000 | 0 | 247368 | 0 |  |  |  |  | 0
D00964 | 제 1호표 무정전전원장치(UPS) 설치전원선/접지선 연결 | 제 1호표 무정전전원장치(UPS) 설치 ＊ 무정전전원장치 | 전원선/접지선 연결 ＊ 상수3ø 110/220V, 208/120V, 380/220V(입력:3ø208/220/380V) 용량 30kVA | 대 |  | 29000000 | 0 | 247368 | 0 |  |  |  |  | 0
D00966 | 제 1호표 무정전전원장치(UPS) 설치전원선/접지선 연결 | 제 1호표 무정전전원장치(UPS) 설치 ＊ 무정전전원장치 | 전원선/접지선 연결 ＊ 상수3ø 110/220V, 208/120V, 380/220V(입력:3ø208/220/380V) 용량 75kVA | 대 |  | 58000000 | 0 | 247368 | 0 |  |  |  |  | 0
D00967 | 제 1호표 무정전전원장치(UPS) 설치전원선/접지선 연결 | 제 1호표 무정전전원장치(UPS) 설치 ＊ 무정전전원장치 | 전원선/접지선 연결 ＊ 상수3ø 110/220V, 208/120V, 380/220V(입력:3ø208/220/380V) 용량100kVA | 대 |  | 72000000 | 0 | 247368 | 0 |  |  |  |  | 0
D00968 | 제 1호표 무정전 전원장치(UPS) 점검배터리 성능점검 | 제 1호표 무정전 전원장치(UPS) 점검 | 배터리 성능점검 | 대 |  | 0 | 0 | 274755 | 0 |  |  |  |  | 0
D03312 | 제 1호표 음향 및 영상 부대시설 공사(Speaker)고정 30W 이하 | 제 1호표 음향 및 영상 부대시설 공사(Speaker) ＊ Ceiling Speaker | 고정 30W 이하 ＊ CS-03M, 3W 실링 (알루미늄) | 대 |  | 23100 | 0 | 89089 | 0 |  |  |  |  | 0
D03314 | 제 1호표 음향 및 영상 구내 방송설비(Pre Amplifier)설치 | 제 1호표 음향 및 영상 구내 방송설비(Pre Amplifier) ＊ Table Type Amp | 설치 ＊ APT-120, 120W EMERGECY 엠프 | 대 |  | 1933000 | 0 | 121247 | 0 |  |  |  |  | 0
D03315 | 제 1호표 음향 및 영상 구내 방송설비(Pre Amplifier)설치 | 제 1호표 음향 및 영상 구내 방송설비(Pre Amplifier) ＊ Table Type Amp | 설치 ＊ APT-200, 200W EMERGECY 엠프 | 대 |  | 2278000 | 0 | 121247 | 0 |  |  |  |  | 0
D03316 | 제 1호표 음향 및 영상 구내 방송설비(Pre Amplifier)설치 | 제 1호표 음향 및 영상 구내 방송설비(Pre Amplifier) ＊ Table Type Amp | 설치 ＊ APT-3632, 360W EMERGECY 엠프 | 대 |  | 3183000 | 0 | 121247 | 0 |  |  |  |  | 0
D03317 | 제 1호표 음향 및 영상 구내 방송설비(Pre Amplifier)설치 | 제 1호표 음향 및 영상 구내 방송설비(Pre Amplifier) ＊ Rack System 6000 Series | 설치 ＊ PA-6312, 120W 앰프 | 대 |  | 1108000 | 0 | 121247 | 0 |  |  |  |  | 0
D03318 | 제 1호표 음향 및 영상 구내 방송설비(Pre Amplifier)설치 | 제 1호표 음향 및 영상 구내 방송설비(Pre Amplifier) ＊ Rack System 6000 Series | 설치 ＊ PA-6324, 240W 앰프 | 대 |  | 1338000 | 0 | 121247 | 0 |  |  |  |  | 0
D03319 | 제 1호표 음향 및 영상 구내 방송설비(Pre Amplifier)설치 | 제 1호표 음향 및 영상 구내 방송설비(Pre Amplifier) ＊ Rack System 6000 Series | 설치 ＊ PA-6336, 360W 앰프 | 대 |  | 1590000 | 0 | 121247 | 0 |  |  |  |  | 0
D03320 | 제 1호표 음향 및 영상 구내 방송설비(Pre Amplifier)설치 | 제 1호표 음향 및 영상 구내 방송설비(Pre Amplifier) ＊ Rack System 6000 Series | 설치 ＊ PA-6348, 480W 앰프 | 대 |  | 1843000 | 0 | 121247 | 0 |  |  |  |  | 0
D06066 | 제 1호표 음향 및 영상 부대시설 공사(Speaker)고정 30W 이하 | 제 1호표 음향 및 영상 부대시설 공사(Speaker) ＊ Column Speaker | 고정 30W 이하 ＊ CU-21F, 10W 컬럼(실내용) | 대 |  | 80000 | 0 | 89089 | 0 |  |  |  |  | 0
D06068 | 제 1호표 음향 및 영상 구내 방송설비(Pre Amplifier)설치 | 제 1호표 음향 및 영상 구내 방송설비(Pre Amplifier) ＊ Table Type Amp | 설치 ＊ APT-200, 200W EMERGECY 엠프 | 대 |  | 2278000 | 0 | 121247 | 0 |  |  |  |  | 0
D06069 | 제 1호표 음향 및 영상 구내 방송설비(Pre Amplifier)설치 | 제 1호표 음향 및 영상 구내 방송설비(Pre Amplifier) ＊ Table Type Amp | 설치 ＊ APT-3632, 360W EMERGECY 엠프 | 대 |  | 3183000 | 0 | 121247 | 0 |  |  |  |  | 0
D06070 | 제 1호표 음향 및 영상 구내 방송설비(Pre Amplifier)설치 | 제 1호표 음향 및 영상 구내 방송설비(Pre Amplifier) ＊ Rack System 6000 Series | 설치 ＊ PA-6312, 120W 앰프 | 대 |  | 1108000 | 0 | 121247 | 0 |  |  |  |  | 0
D06071 | 제 1호표 음향 및 영상 구내 방송설비(Pre Amplifier)설치 | 제 1호표 음향 및 영상 구내 방송설비(Pre Amplifier) ＊ Rack System 6000 Series | 설치 ＊ PA-6324, 240W 앰프 | 대 |  | 1338000 | 0 | 121247 | 0 |  |  |  |  | 0
D06072 | 제 1호표 음향 및 영상 구내 방송설비(Pre Amplifier)설치 | 제 1호표 음향 및 영상 구내 방송설비(Pre Amplifier) ＊ Rack System 6000 Series | 설치 ＊ PA-6336, 360W 앰프 | 대 |  | 1590000 | 0 | 121247 | 0 |  |  |  |  | 0
D06073 | 제 1호표 음향 및 영상 구내 방송설비(Pre Amplifier)설치 | 제 1호표 음향 및 영상 구내 방송설비(Pre Amplifier) ＊ Rack System 6000 Series | 설치 ＊ PA-6348, 480W 앰프 | 대 |  | 1843000 | 0 | 121247 | 0 |  |  |  |  | 0
D03313 | 제 1호표 음향 및 영상 부대시설 공사(Speaker)고정 30W 이하 | 제 1호표 음향 및 영상 부대시설 공사(Speaker) ＊ Column Speaker | 고정 30W 이하 ＊ CU-21F, 10W 컬럼(실내용) | 대 |  | 80000 | 0 | 89089 | 0 |  |  |  |  | 0
D06067 | 제 1호표 음향 및 영상 구내 방송설비(Pre Amplifier)설치 | 제 1호표 음향 및 영상 구내 방송설비(Pre Amplifier) ＊ Table Type Amp | 설치 ＊ APT-120, 120W EMERGECY 엠프 | 대 |  | 1933000 | 0 | 121247 | 0 |  |  |  |  | 0
D01154 | 제 1호표 음향 및 영상 부대시설 공사(천장타공)8인치 이하 | 제 1호표 음향 및 영상 부대시설 공사(천장타공) | 8인치 이하 | 개소 |  | 0 | 0 | 59136 | 0 |  |  |  |  | 0
D01235 | 제 1호표 음향 및 영상 부대시설 공사(Speaker)고정 30W 이하 | 제 1호표 음향 및 영상 부대시설 공사(Speaker) ＊ Ceiling Speaker | 고정 30W 이하 ＊ CS-03M, 3W 실링 (알루미늄) | 대 |  | 23100 | 0 | 89089 | 0 |  |  |  |  | 0
D01236 | 제 1호표 음향 및 영상 부대시설 공사(Speaker)고정 30W 이하 | 제 1호표 음향 및 영상 부대시설 공사(Speaker) ＊ Ceiling Speaker | 고정 30W 이하 ＊ CS-05F, 3W 실링 , KS 인증 | 대 |  | 17500 | 0 | 89089 | 0 |  |  |  |  | 0
D01237 | 제 1호표 음향 및 영상 부대시설 공사(Speaker)고정 30W 이하 | 제 1호표 음향 및 영상 부대시설 공사(Speaker) ＊ Ceiling Speaker | 고정 30W 이하 ＊ CS-610F, 6W 실링 , KS 인증 | 대 |  | 44000 | 0 | 89089 | 0 |  |  |  |  | 0
D01238 | 제 1호표 음향 및 영상 기기 신설(Beam Projector)설치 | 제 1호표 음향 및 영상 기기 신설(Beam Projector) | 설치 | · |  | 0 | 0 | 656752 | 0 |  |  |  |  | 0
D01239 | 제 4호표 음향 및 영상 기기 신설(Beam Projector)시험 및 측정 | 제 4호표 음향 및 영상 기기 신설(Beam Projector) | 시험 및 측정 | · |  | 0 | 0 | 764396 | 0 |  |  |  |  | 0
D01240 | 제 1호표 음향 및 영상 부대시설 공사(스크린)전동 120인치 이하 | 제 1호표 음향 및 영상 부대시설 공사(스크린) | 전동 120인치 이하 | 대 |  | 0 | 0 | 2753552 | 0 |  |  |  |  | 0
D01241 | 제 10호표 음향 및 영상 기기 신설(TV수상기(VideoMonitor))33 이상 설치 | 제 10호표 음향 및 영상 기기 신설(TV수상기(VideoMonitor)) | 33 이상 설치 | · |  | 0 | 0 | 184235 | 0 |  |  |  |  | 0
D00984 | 제 1호표 가전기구 설치환풍기(벽면) | 제 1호표 가전기구 설치 | 환풍기(벽면) | 대 |  |  | 0 | 129584 | 0 |  |  |  |  | 0
D00985 | 제 1호표 가전기구 설치전극결선 | 제 1호표 가전기구 설치 ＊ 키소켓 | 전극결선 ＊ 6A 250V | 조 |  | 1380 | 0 | 53993 | 0 |  |  |  |  | 0
D00986 | 제 1호표 가전기구 설치전극결선 | 제 1호표 가전기구 설치 ＊ 키리스소켓 | 전극결선 ＊ 1단소모갈 6A 250V | 조 |  | 1360 | 0 | 53993 | 0 |  |  |  |  | 0
D00987 | 제 1호표 가전기구 설치전극결선 | 제 1호표 가전기구 설치 ＊ 키리스소켓 | 전극결선 ＊ 2단소모갈 6A 250V | 조 |  | 3250 | 0 | 53993 | 0 |  |  |  |  | 0
D00988 | 제 1호표 가전기구 설치전극결선 | 제 1호표 가전기구 설치 ＊ 키리스소켓 | 전극결선 ＊ 1단대모갈 15A 250V | 조 |  | 3790 | 0 | 53993 | 0 |  |  |  |  | 0
D00989 | 제 1호표 가전기구 설치전극결선 | 제 1호표 가전기구 설치 ＊ 키리스소켓 | 전극결선 ＊ 2단대모갈 15A 250V | 조 |  | 6240 | 0 | 53993 | 0 |  |  |  |  | 0
D03087 | 제 1호표 배관용 바닥 구멍뚫기(코어드릴 사용기준)두께 150㎜ 이하, 구경 25㎜ | 제 1호표 배관용 바닥 구멍뚫기(코어드릴 사용기준) | 두께 150㎜ 이하, 구경 25㎜ | 개소 |  |  | 0 | 3688 | 0 |  |  |  |  | 0
D03088 | 제 2호표 배관용 바닥 구멍뚫기(코어드릴 사용기준)두께 150㎜ 이하, 구경 50㎜ | 제 2호표 배관용 바닥 구멍뚫기(코어드릴 사용기준) | 두께 150㎜ 이하, 구경 50㎜ | 개소 |  |  | 0 | 44267 | 0 |  |  |  |  | 0
D03089 | 제 1호표 배관용 바닥 구멍뚫기(코어드릴 사용기준)두께 300㎜ 이하, 구경 25㎜ | 제 1호표 배관용 바닥 구멍뚫기(코어드릴 사용기준) | 두께 300㎜ 이하, 구경 25㎜ | 개소 |  |  | 0 | 62712 | 0 |  |  |  |  | 0
D03090 | 제 2호표 배관용 바닥 구멍뚫기(코어드릴 사용기준)두께 300㎜ 이하, 구경 50㎜ | 제 2호표 배관용 바닥 구멍뚫기(코어드릴 사용기준) | 두께 300㎜ 이하, 구경 50㎜ | 개소 |  |  | 0 | 77467 | 0 |  |  |  |  | 0
D01153 | 제 10호표 배관용 구멍뚫기(코어드릴 사용기준)-두께 150㎜ 이하, 바닥구경 400㎜ | 제 10호표 배관용 구멍뚫기(코어드릴 사용기준)-두께 150㎜ 이하, 바닥 | 구경 400㎜ | 개소 |  |  | 0 | 157149 | 0 |  |  |  |  | 0
D01144 | 제 1호표 배관용 구멍뚫기(코어드릴 사용기준)-두께 150㎜ 이하, 바닥구경 25㎜ | 제 1호표 배관용 구멍뚫기(코어드릴 사용기준)-두께 150㎜ 이하, 바닥 | 구경 25㎜ | 개소 |  |  | 0 | 35413 | 0 |  |  |  |  | 0
D01145 | 제 2호표 배관용 구멍뚫기(코어드릴 사용기준)-두께 150㎜ 이하, 바닥구경 50㎜ | 제 2호표 배관용 구멍뚫기(코어드릴 사용기준)-두께 150㎜ 이하, 바닥 | 구경 50㎜ | 개소 |  |  | 0 | 43898 | 0 |  |  |  |  | 0
D01146 | 제 3호표 배관용 구멍뚫기(코어드릴 사용기준)-두께 150㎜ 이하, 바닥구경 75㎜ | 제 3호표 배관용 구멍뚫기(코어드릴 사용기준)-두께 150㎜ 이하, 바닥 | 구경 75㎜ | 개소 |  |  | 0 | 52383 | 0 |  |  |  |  | 0
D01147 | 제 4호표 배관용 구멍뚫기(코어드릴 사용기준)-두께 150㎜ 이하, 바닥구경 100㎜ | 제 4호표 배관용 구멍뚫기(코어드릴 사용기준)-두께 150㎜ 이하, 바닥 | 구경 100㎜ | 개소 |  |  | 0 | 60867 | 0 |  |  |  |  | 0
D01148 | 제 5호표 배관용 구멍뚫기(코어드릴 사용기준)-두께 150㎜ 이하, 바닥구경 150㎜ | 제 5호표 배관용 구멍뚫기(코어드릴 사용기준)-두께 150㎜ 이하, 바닥 | 구경 150㎜ | 개소 |  |  | 0 | 77467 | 0 |  |  |  |  | 0
D01149 | 제 6호표 배관용 구멍뚫기(코어드릴 사용기준)-두께 150㎜ 이하, 바닥구경 200㎜ | 제 6호표 배관용 구멍뚫기(코어드릴 사용기준)-두께 150㎜ 이하, 바닥 | 구경 200㎜ | 개소 |  |  | 0 | 92961 | 0 |  |  |  |  | 0
D01150 | 제 7호표 배관용 구멍뚫기(코어드릴 사용기준)-두께 150㎜ 이하, 바닥구경 250㎜ | 제 7호표 배관용 구멍뚫기(코어드릴 사용기준)-두께 150㎜ 이하, 바닥 | 구경 250㎜ | 개소 |  |  | 0 | 108824 | 0 |  |  |  |  | 0
D01151 | 제 8호표 배관용 구멍뚫기(코어드릴 사용기준)-두께 150㎜ 이하, 바닥구경 300㎜ | 제 8호표 배관용 구멍뚫기(코어드릴 사용기준)-두께 150㎜ 이하, 바닥 | 구경 300㎜ | 개소 |  |  | 0 | 125055 | 0 |  |  |  |  | 0
D01152 | 제 9호표 배관용 구멍뚫기(코어드릴 사용기준)-두께 150㎜ 이하, 바닥구경 350㎜ | 제 9호표 배관용 구멍뚫기(코어드릴 사용기준)-두께 150㎜ 이하, 바닥 | 구경 350㎜ | 개소 |  |  | 0 | 141655 | 0 |  |  |  |  | 0
D05779 | 제 2호표 앵커볼트 설치Ø15㎜ 이하 | 제 2호표 앵커볼트 설치 ＊ 앵커볼트 | Ø15㎜ 이하 ＊ M10 | 개 |  | 1500 | 0 | 21069 | 0 |  |  |  |  | 0
E10233002001004010 | 제 6호표 자동제어기기 설치릴레이류 | 제 6호표 자동제어기기 설치(릴레이) | 릴레이류 | 개 |  |  |  | 115790.18 | 0 |  |  |  |  | 0
E10410003001001001 | 제 1호표 전력케이블 구내 설치(P.V.C 및 고무절연외장)600V 16㎟이하 X 1C | 제 1호표 전력케이블 구내 설치(P.V.C 및 고무절연외장) | 600V 16㎟이하 X 1C | m |  |  |  | 6677.659 | 0 |  |  |  |  | 0
E10410003001001002 | 제 2호표 전력케이블 구내 설치(P.V.C 및 고무절연외장)600V 25㎟이하 X 1C | 제 2호표 전력케이블 구내 설치(P.V.C 및 고무절연외장) | 600V 25㎟이하 X 1C | m |  |  |  | 8709.99 | 0 |  |  |  |  | 0
E10410003001001003 | 제 3호표 전력케이블 구내 설치(P.V.C 및 고무절연외장)600V 38㎟이하 X 1C | 제 3호표 전력케이블 구내 설치(P.V.C 및 고무절연외장) | 600V 38㎟이하 X 1C | m |  |  |  | 10451.988 | 0 |  |  |  |  | 0
E10410003001001004 | 제 4호표 전력케이블 구내 설치(P.V.C 및 고무절연외장)600V 50㎟이하 X 1C | 제 4호표 전력케이블 구내 설치(P.V.C 및 고무절연외장) | 600V 50㎟이하 X 1C | m |  |  |  | 12484.319 | 0 |  |  |  |  | 0
E10410003001001005 | 제 5호표 전력케이블 구내 설치(P.V.C 및 고무절연외장)600V 60㎟이하 X 1C | 제 5호표 전력케이블 구내 설치(P.V.C 및 고무절연외장) | 600V 60㎟이하 X 1C | m |  |  |  | 14226.317 | 0 |  |  |  |  | 0
E10410003001001006 | 제 6호표 전력케이블 구내 설치(P.V.C 및 고무절연외장)600V 70㎟이하 X 1C | 제 6호표 전력케이블 구내 설치(P.V.C 및 고무절연외장) | 600V 70㎟이하 X 1C | m |  |  |  | 16548.981 | 0 |  |  |  |  | 0
E10410003001001007 | 제 7호표 전력케이블 구내 설치(P.V.C 및 고무절연외장)600V 80㎟이하 X 1C | 제 7호표 전력케이블 구내 설치(P.V.C 및 고무절연외장) | 600V 80㎟이하 X 1C | m |  |  |  | 17419.98 | 0 |  |  |  |  | 0
E10410003001001008 | 제 8호표 전력케이블 구내 설치(P.V.C 및 고무절연외장)600V 100㎟이하 X 1C | 제 8호표 전력케이블 구내 설치(P.V.C 및 고무절연외장) | 600V 100㎟이하 X 1C | m |  |  |  | 20613.643 | 0 |  |  |  |  | 0
E10410003001001009 | 제 9호표 전력케이블 구내 설치(P.V.C 및 고무절연외장)600V 125㎟이하 X 1C | 제 9호표 전력케이블 구내 설치(P.V.C 및 고무절연외장) | 600V 125㎟이하 X 1C | m |  |  |  | 24387.972 | 0 |  |  |  |  | 0
E10410003001001010 | 제 10호표 전력케이블 구내 설치(P.V.C 및 고무절연외장)600V 150㎟이하 X 1C | 제 10호표 전력케이블 구내 설치(P.V.C 및 고무절연외장) | 600V 150㎟이하 X 1C | m |  |  |  | 28162.301 | 0 |  |  |  |  | 0
E10410003001001011 | 제 11호표 전력케이블 구내 설치(P.V.C 및 고무절연외장)600V 185㎟이하 X 1C | 제 11호표 전력케이블 구내 설치(P.V.C 및 고무절연외장) | 600V 185㎟이하 X 1C | m |  |  |  | 31355.964 | 0 |  |  |  |  | 0
E10410003001001012 | 제 12호표 전력케이블 구내 설치(P.V.C 및 고무절연외장)600V 200㎟이하 X 1C | 제 12호표 전력케이블 구내 설치(P.V.C 및 고무절연외장) | 600V 200㎟이하 X 1C | m |  |  |  | 33968.961 | 0 |  |  |  |  | 0
E10410003001001013 | 제 13호표 전력케이블 구내 설치(P.V.C 및 고무절연외장)600V 240㎟이하 X 1C | 제 13호표 전력케이블 구내 설치(P.V.C 및 고무절연외장) | 600V 240㎟이하 X 1C | m |  |  |  | 39485.288 | 0 |  |  |  |  | 0
E10410003001001014 | 제 14호표 전력케이블 구내 설치(P.V.C 및 고무절연외장)600V 250㎟이하 X 1C | 제 14호표 전력케이블 구내 설치(P.V.C 및 고무절연외장) | 600V 250㎟이하 X 1C | m |  |  |  | 41227.286 | 0 |  |  |  |  | 0
E10410003001001015 | 제 15호표 전력케이블 구내 설치(P.V.C 및 고무절연외장)600V 300㎟이하 X 1C | 제 15호표 전력케이블 구내 설치(P.V.C 및 고무절연외장) | 600V 300㎟이하 X 1C | m |  |  |  | 46162.947 | 0 |  |  |  |  | 0
E10410003001001016 | 제 16호표 전력케이블 구내 설치(P.V.C 및 고무절연외장)600V 325㎟이하 X 1C | 제 16호표 전력케이블 구내 설치(P.V.C 및 고무절연외장) | 600V 325㎟이하 X 1C | m |  |  |  | 49937.276 | 0 |  |  |  |  | 0
E10410003001001017 | 제 17호표 전력케이블 구내 설치(P.V.C 및 고무절연외장)600V 400㎟이하 X 1C | 제 17호표 전력케이블 구내 설치(P.V.C 및 고무절연외장) | 600V 400㎟이하 X 1C | m |  |  |  | 59518.265 | 0 |  |  |  |  | 0
E10410003001001018 | 제 18호표 전력케이블 구내 설치(P.V.C 및 고무절연외장)600V 500㎟이하 X 1C | 제 18호표 전력케이블 구내 설치(P.V.C 및 고무절연외장) | 600V 500㎟이하 X 1C | m |  |  |  | 69679.92 | 0 |  |  |  |  | 0
E10410003001001019 | 제 19호표 전력케이블 구내 설치(P.V.C 및 고무절연외장)600V 630㎟이하 X 1C | 제 19호표 전력케이블 구내 설치(P.V.C 및 고무절연외장) | 600V 630㎟이하 X 1C | m |  |  |  | 82744.905 | 0 |  |  |  |  | 0
E10410003001001020 | 제 20호표 전력케이블 구내 설치(P.V.C 및 고무절연외장)600V 1,000㎟이하 X 1C | 제 20호표 전력케이블 구내 설치(P.V.C 및 고무절연외장) | 600V 1,000㎟이하 X 1C | m |  |  |  | 120488.195 | 0 |  |  |  |  | 0
E10410005001001001 | 제 1호표 제어용 케이블 설치(1C)2.5㎟ 이하 | 제 1호표 제어용 케이블 설치(1C) | 2.5㎟ 이하 | m |  |  |  | 2903.33 | 0 |  |  |  |  | 0
E10410005001001002 | 제 2호표 제어용 케이블 설치(1C)4㎟ 이하 | 제 2호표 제어용 케이블 설치(1C) | 4㎟ 이하 | m |  |  |  | 3193.663 | 0 |  |  |  |  | 0
E10410005001001003 | 제 3호표 제어용 케이블 설치(1C)6㎟ 이하 | 제 3호표 제어용 케이블 설치(1C) | 6㎟ 이하 | m |  |  |  | 3774.329 | 0 |  |  |  |  | 0
E10410005001001004 | 제 4호표 제어용 케이블 설치(1C)8㎟ 이하 | 제 4호표 제어용 케이블 설치(1C) | 8㎟ 이하 | m |  |  |  | 4064.662 | 0 |  |  |  |  | 0
E10410005001001005 | 제 5호표 제어용 케이블 설치(1C)10㎟ 이하 | 제 5호표 제어용 케이블 설치(1C) | 10㎟ 이하 | m |  |  |  | 5225.994 | 0 |  |  |  |  | 0
E10410005001002001 | 제 1호표 제어용 케이블 설치(12C)2.5㎟ 이하 | 제 1호표 제어용 케이블 설치(12C) | 2.5㎟ 이하 | m |  |  |  | 15677.982 | 0 |  |  |  |  | 0
E10410005001002002 | 제 2호표 제어용 케이블 설치(12C)4㎟ 이하 | 제 2호표 제어용 케이블 설치(12C) | 4㎟ 이하 | m |  |  |  | 16839.314 | 0 |  |  |  |  | 0
E10410005001002003 | 제 3호표 제어용 케이블 설치(12C)6㎟ 이하 | 제 3호표 제어용 케이블 설치(12C) | 6㎟ 이하 | m |  |  |  | 19161.978 | 0 |  |  |  |  | 0
E10410005001003001 | 제 1호표 제어용 케이블 설치(14C)2.5㎟ 이하 | 제 1호표 제어용 케이블 설치(14C) | 2.5㎟ 이하 | m |  |  |  | 17129.647 | 0 |  |  |  |  | 0
E10410005001003002 | 제 2호표 제어용 케이블 설치(14C)4㎟ 이하 | 제 2호표 제어용 케이블 설치(14C) | 4㎟ 이하 | m |  |  |  | 18581.312 | 0 |  |  |  |  | 0
E10410005001003003 | 제 3호표 제어용 케이블 설치(14C)6㎟ 이하 | 제 3호표 제어용 케이블 설치(14C) | 6㎟ 이하 | m |  |  |  | 21194.309 | 0 |  |  |  |  | 0
E10410005001004001 | 제 1호표 제어용 케이블 설치(15C)2.5㎟ 이하 | 제 1호표 제어용 케이블 설치(15C) | 2.5㎟ 이하 | m |  |  |  | 18000.646 | 0 |  |  |  |  | 0
E10410005001004002 | 제 2호표 제어용 케이블 설치(15C)4㎟ 이하 | 제 2호표 제어용 케이블 설치(15C) | 4㎟ 이하 | m |  |  |  | 19452.311 | 0 |  |  |  |  | 0
E10410005001004003 | 제 3호표 제어용 케이블 설치(15C)6㎟ 이하 | 제 3호표 제어용 케이블 설치(15C) | 6㎟ 이하 | m |  |  |  | 22065.308 | 0 |  |  |  |  | 0
E10410005001005001 | 제 1호표 제어용 케이블 설치(19C)2.5㎟ 이하 | 제 1호표 제어용 케이블 설치(19C) | 2.5㎟ 이하 | m |  |  |  | 20903.976 | 0 |  |  |  |  | 0
E10410005001005002 | 제 2호표 제어용 케이블 설치(19C)4㎟ 이하 | 제 2호표 제어용 케이블 설치(19C) | 4㎟ 이하 | m |  |  |  | 22645.974 | 0 |  |  |  |  | 0
E10410005001005003 | 제 3호표 제어용 케이블 설치(19C)6㎟ 이하 | 제 3호표 제어용 케이블 설치(19C) | 6㎟ 이하 | m |  |  |  | 25839.637 | 0 |  |  |  |  | 0
E10410005001006001 | 제 1호표 제어용 케이블 설치(20C)2.5㎟ 이하 | 제 1호표 제어용 케이블 설치(20C) | 2.5㎟ 이하 | m |  |  |  | 21484.642 | 0 |  |  |  |  | 0
E10410005001006002 | 제 2호표 제어용 케이블 설치(20C)4㎟ 이하 | 제 2호표 제어용 케이블 설치(20C) | 4㎟ 이하 | m |  |  |  | 23226.64 | 0 |  |  |  |  | 0
E10410005001006003 | 제 3호표 제어용 케이블 설치(20C)6㎟ 이하 | 제 3호표 제어용 케이블 설치(20C) | 6㎟ 이하 | m |  |  |  | 26710.636 | 0 |  |  |  |  | 0
E10410005001007001 | 제 1호표 제어용 케이블 설치(24C)2.5㎟ 이하 | 제 1호표 제어용 케이블 설치(24C) | 2.5㎟ 이하 | m |  |  |  | 24387.972 | 0 |  |  |  |  | 0
E10410005001007002 | 제 2호표 제어용 케이블 설치(24C)4㎟ 이하 | 제 2호표 제어용 케이블 설치(24C) | 4㎟ 이하 | m |  |  |  | 26129.97 | 0 |  |  |  |  | 0
E10410005001007003 | 제 3호표 제어용 케이블 설치(24C)6㎟ 이하 | 제 3호표 제어용 케이블 설치(24C) | 6㎟ 이하 | m |  |  |  | 29904.299 | 0 |  |  |  |  | 0
E10410005001008001 | 제 1호표 제어용 케이블 설치(30C)2.5㎟ 이하 | 제 1호표 제어용 케이블 설치(30C) | 2.5㎟ 이하 | m |  |  |  | 28452.634 | 0 |  |  |  |  | 0
E10410005001009001 | 제 1호표 제어용 케이블 설치(50C)2.5㎟ 이하 | 제 1호표 제어용 케이블 설치(50C) | 2.5㎟ 이하 | m |  |  |  | 32517.296 | 0 |  |  |  |  | 0
E10410005001010001 | 제 1호표 제어용 케이블 설치(2C)2.5㎟ 이하 | 제 1호표 제어용 케이블 설치(2C) | 2.5㎟ 이하 | m |  |  |  | 4064.662 | 0 |  |  |  |  | 0
E10410005001010002 | 제 2호표 제어용 케이블 설치(2C)4㎟ 이하 | 제 2호표 제어용 케이블 설치(2C) | 4㎟ 이하 | m |  |  |  | 4645.328 | 0 |  |  |  |  | 0
E10410005001010003 | 제 3호표 제어용 케이블 설치(2C)6㎟ 이하 | 제 3호표 제어용 케이블 설치(2C) | 6㎟ 이하 | m |  |  |  | 5225.994 | 0 |  |  |  |  | 0
E10410005001010004 | 제 4호표 제어용 케이블 설치(2C)8㎟ 이하 | 제 4호표 제어용 케이블 설치(2C) | 8㎟ 이하 | m |  |  |  | 5806.66 | 0 |  |  |  |  | 0
E10410005001010005 | 제 5호표 제어용 케이블 설치(2C)10㎟ 이하 | 제 5호표 제어용 케이블 설치(2C) | 10㎟ 이하 | m |  |  |  | 7258.325 | 0 |  |  |  |  | 0
E10410005001011001 | 제 1호표 제어용 케이블 설치(3C)2.5㎟ 이하 | 제 1호표 제어용 케이블 설치(3C) | 2.5㎟ 이하 | m |  |  |  | 5516.327 | 0 |  |  |  |  | 0
E10410005001011002 | 제 2호표 제어용 케이블 설치(3C)4㎟ 이하 | 제 2호표 제어용 케이블 설치(3C) | 4㎟ 이하 | m |  |  |  | 6387.326 | 0 |  |  |  |  | 0
E10410005001011003 | 제 3호표 제어용 케이블 설치(3C)6㎟ 이하 | 제 3호표 제어용 케이블 설치(3C) | 6㎟ 이하 | m |  |  |  | 7548.658 | 0 |  |  |  |  | 0
E10410005001011004 | 제 4호표 제어용 케이블 설치(3C)8㎟ 이하 | 제 4호표 제어용 케이블 설치(3C) | 8㎟ 이하 | m |  |  |  | 8419.657 | 0 |  |  |  |  | 0
E10410005001011005 | 제 5호표 제어용 케이블 설치(3C)10㎟ 이하 | 제 5호표 제어용 케이블 설치(3C) | 10㎟ 이하 | m |  |  |  | 10451.988 | 0 |  |  |  |  | 0
E10410005001012001 | 제 1호표 제어용 케이블 설치(4C)2.5㎟ 이하 | 제 1호표 제어용 케이블 설치(4C) | 2.5㎟ 이하 | m |  |  |  | 7548.658 | 0 |  |  |  |  | 0
E10410005001012002 | 제 2호표 제어용 케이블 설치(4C)4㎟ 이하 | 제 2호표 제어용 케이블 설치(4C) | 4㎟ 이하 | m |  |  |  | 8419.657 | 0 |  |  |  |  | 0
E10410005001012003 | 제 3호표 제어용 케이블 설치(4C)6㎟ 이하 | 제 3호표 제어용 케이블 설치(4C) | 6㎟ 이하 | m |  |  |  | 9871.322 | 0 |  |  |  |  | 0
E10410005001012004 | 제 4호표 제어용 케이블 설치(4C)8㎟ 이하 | 제 4호표 제어용 케이블 설치(4C) | 8㎟ 이하 | m |  |  |  | 11322.987 | 0 |  |  |  |  | 0
E10410005001012005 | 제 5호표 제어용 케이블 설치(4C)10㎟ 이하 | 제 5호표 제어용 케이블 설치(4C) | 10㎟ 이하 | m |  |  |  | 14226.317 | 0 |  |  |  |  | 0
E10410005001013001 | 제 1호표 제어용 케이블 설치(5C)2.5㎟ 이하 | 제 1호표 제어용 케이블 설치(5C) | 2.5㎟ 이하 | m |  |  |  | 9290.656 | 0 |  |  |  |  | 0
E10410005001013002 | 제 2호표 제어용 케이블 설치(5C)4㎟ 이하 | 제 2호표 제어용 케이블 설치(5C) | 4㎟ 이하 | m |  |  |  | 9871.322 | 0 |  |  |  |  | 0
E10410005001013003 | 제 3호표 제어용 케이블 설치(5C)6㎟ 이하 | 제 3호표 제어용 케이블 설치(5C) | 6㎟ 이하 | m |  |  |  | 11322.987 | 0 |  |  |  |  | 0
E10410005001013004 | 제 4호표 제어용 케이블 설치(5C)8㎟ 이하 | 제 4호표 제어용 케이블 설치(5C) | 8㎟ 이하 | m |  |  |  | 12774.652 | 0 |  |  |  |  | 0
E10410005001013005 | 제 5호표 제어용 케이블 설치(5C)10㎟ 이하 | 제 5호표 제어용 케이블 설치(5C) | 10㎟ 이하 | m |  |  |  | 15968.315 | 0 |  |  |  |  | 0
E10410005001014001 | 제 1호표 제어용 케이블 설치(6C)2.5㎟ 이하 | 제 1호표 제어용 케이블 설치(6C) | 2.5㎟ 이하 | m |  |  |  | 10161.655 | 0 |  |  |  |  | 0
E10410005001014002 | 제 2호표 제어용 케이블 설치(6C)4㎟ 이하 | 제 2호표 제어용 케이블 설치(6C) | 4㎟ 이하 | m |  |  |  | 11032.654 | 0 |  |  |  |  | 0
E10410005001014003 | 제 3호표 제어용 케이블 설치(6C)6㎟ 이하 | 제 3호표 제어용 케이블 설치(6C) | 6㎟ 이하 | m |  |  |  | 12774.652 | 0 |  |  |  |  | 0
E10410005001014004 | 제 4호표 제어용 케이블 설치(6C)8㎟ 이하 | 제 4호표 제어용 케이블 설치(6C) | 8㎟ 이하 | m |  |  |  | 14516.65 | 0 |  |  |  |  | 0
E10410005001014005 | 제 5호표 제어용 케이블 설치(6C)10㎟ 이하 | 제 5호표 제어용 케이블 설치(6C) | 10㎟ 이하 | m |  |  |  | 18290.979 | 0 |  |  |  |  | 0
E10410005001015001 | 제 1호표 제어용 케이블 설치(7C)2.5㎟ 이하 | 제 1호표 제어용 케이블 설치(7C) | 2.5㎟ 이하 | m |  |  |  | 11322.987 | 0 |  |  |  |  | 0
E10410005001015002 | 제 2호표 제어용 케이블 설치(7C)4㎟ 이하 | 제 2호표 제어용 케이블 설치(7C) | 4㎟ 이하 | m |  |  |  | 12193.986 | 0 |  |  |  |  | 0
E10410005001015003 | 제 3호표 제어용 케이블 설치(7C)6㎟ 이하 | 제 3호표 제어용 케이블 설치(7C) | 6㎟ 이하 | m |  |  |  | 13935.984 | 0 |  |  |  |  | 0
E10410005001015004 | 제 4호표 제어용 케이블 설치(7C)8㎟ 이하 | 제 4호표 제어용 케이블 설치(7C) | 8㎟ 이하 | m |  |  |  | 15677.982 | 0 |  |  |  |  | 0
E10410005001015005 | 제 5호표 제어용 케이블 설치(7C)10㎟ 이하 | 제 5호표 제어용 케이블 설치(7C) | 10㎟ 이하 | m |  |  |  | 19742.644 | 0 |  |  |  |  | 0
E10410005001016001 | 제 1호표 제어용 케이블 설치(8C)2.5㎟ 이하 | 제 1호표 제어용 케이블 설치(8C) | 2.5㎟ 이하 | m |  |  |  | 12193.986 | 0 |  |  |  |  | 0
E10410005001016002 | 제 2호표 제어용 케이블 설치(8C)4㎟ 이하 | 제 2호표 제어용 케이블 설치(8C) | 4㎟ 이하 | m |  |  |  | 13355.318 | 0 |  |  |  |  | 0
E10410005001016003 | 제 3호표 제어용 케이블 설치(8C)6㎟ 이하 | 제 3호표 제어용 케이블 설치(8C) | 6㎟ 이하 | m |  |  |  | 15097.316 | 0 |  |  |  |  | 0
E10410005001016004 | 제 4호표 제어용 케이블 설치(8C)8㎟ 이하 | 제 4호표 제어용 케이블 설치(8C) | 8㎟ 이하 | m |  |  |  | 16839.314 | 0 |  |  |  |  | 0
E10410005001016005 | 제 5호표 제어용 케이블 설치(8C)10㎟ 이하 | 제 5호표 제어용 케이블 설치(8C) | 10㎟ 이하 | m |  |  |  | 21194.309 | 0 |  |  |  |  | 0
E10410005001017001 | 제 1호표 제어용 케이블 설치(10C)2.5㎟ 이하 | 제 1호표 제어용 케이블 설치(10C) | 2.5㎟ 이하 | m |  |  |  | 13935.984 | 0 |  |  |  |  | 0
E10410005001017002 | 제 2호표 제어용 케이블 설치(10C)4㎟ 이하 | 제 2호표 제어용 케이블 설치(10C) | 4㎟ 이하 | m |  |  |  | 15097.316 | 0 |  |  |  |  | 0
E10410005001017003 | 제 3호표 제어용 케이블 설치(10C)6㎟ 이하 | 제 3호표 제어용 케이블 설치(10C) | 6㎟ 이하 | m |  |  |  | 17129.647 | 0 |  |  |  |  | 0
E10410005001017004 | 제 4호표 제어용 케이블 설치(10C)8㎟ 이하 | 제 4호표 제어용 케이블 설치(10C) | 8㎟ 이하 | m |  |  |  | 19452.311 | 0 |  |  |  |  | 0
E10410005001017005 | 제 5호표 제어용 케이블 설치(10C)10㎟ 이하 | 제 5호표 제어용 케이블 설치(10C) | 10㎟ 이하 | m |  |  |  | 24387.972 | 0 |  |  |  |  | 0
E10311003001018016 | 제 1호표 방송국 설비(Multi Remote Controller(A/V통합제어))조명제어 Module 설치 | 제 1호표 방송국 설비(Multi Remote Controller(A/V통합제어)) | 조명제어 Module 설치 | · |  |  |  | 14651.85 | 0 |  |  |  |  | 0
E10311003001018017 | 제 2호표 방송국 설비(Multi Remote Controller(A/V통합제어))조명제어 Module 조정 | 제 2호표 방송국 설비(Multi Remote Controller(A/V통합제어)) | 조명제어 Module 조정 | · |  |  |  | 15251.65 | 0 |  |  |  |  | 0
E10311003001018018 | 제 3호표 방송국 설비(Multi Remote Controller(A/V통합제어))조명제어 Module 시험 및 측정 | 제 3호표 방송국 설비(Multi Remote Controller(A/V통합제어)) | 조명제어 Module 시험 및 측정 | · |  |  |  | 42331.8 | 0 |  |  |  |  | 0
E10313004022001003 | 제 3호표 디밍제어 시스템(장비설치)조명제어기 | 제 3호표 디밍제어 시스템(장비설치) | 조명제어기 | 대 |  |  |  | 45140.76 | 0 |  |  |  |  | 0
E10410046002018016 | 제 1호표 음향 및 영상 기기 신설(Multi Remote Controller(A/V통합제어))조명제어 Module 설치 | 제 1호표 음향 및 영상 기기 신설(Multi Remote Controller(A/V통합제어)) | 조명제어 Module 설치 | · |  |  |  | 13498.4 | 0 |  |  |  |  | 0
E10410046002018017 | 제 2호표 음향 및 영상 기기 신설(Multi Remote Controller(A/V통합제어))조명제어 Module 조정 | 제 2호표 음향 및 영상 기기 신설(Multi Remote Controller(A/V통합제어)) | 조명제어 Module 조정 | · |  |  |  | 15727.2 | 0 |  |  |  |  | 0
E10410046002018018 | 제 3호표 음향 및 영상 기기 신설(Multi Remote Controller(A/V통합제어))조명제어 Module 시험 및 측정 | 제 3호표 음향 및 영상 기기 신설(Multi Remote Controller(A/V통합제어)) | 조명제어 Module 시험 및 측정 | · |  |  |  | 42331.8 | 0 |  |  |  |  | 0
E10410046001001001 | 제 1호표 음향 및 영상설비(Triaxial 케이블 설치)12.95㎜ 이하 | 제 1호표 음향 및 영상설비(Triaxial 케이블 설치) | 12.95㎜ 이하 | 10m |  |  |  | 66776.59 | 0 |  |  |  |  | 0
E10410046001002001 | 제 1호표 음향 및 영상설비(스피커 케이블 설치)5.6㎟-4C 이하 | 제 1호표 음향 및 영상설비(스피커 케이블 설치) | 5.6㎟-4C 이하 | 10m |  |  |  | 40495.2 | 0 |  |  |  |  | 0
E10410046001002002 | 제 2호표 음향 및 영상설비(스피커 케이블 설치)14.2㎟-4C 이하 | 제 2호표 음향 및 영상설비(스피커 케이블 설치) | 14.2㎟-4C 이하 | 10m |  |  |  | 52259.94 | 0 |  |  |  |  | 0
E10410046001002003 | 제 3호표 음향 및 영상설비(스피커 케이블 설치)멀티2.0㎟-4C 이하 | 제 3호표 음향 및 영상설비(스피커 케이블 설치) | 멀티2.0㎟-4C 이하 | 10m |  |  |  | 66776.59 | 0 |  |  |  |  | 0
E10410046001003001 | 제 1호표 음향 및 영상설비(마이크 케이블 설치)2심실드 6.0㎜ 이하 | 제 1호표 음향 및 영상설비(마이크 케이블 설치) | 2심실드 6.0㎜ 이하 | 10m |  |  |  | 66776.59 | 0 |  |  |  |  | 0
E10410046001003002 | 제 2호표 음향 및 영상설비(마이크 케이블 설치)멀티실드 12CH 이하 | 제 2호표 음향 및 영상설비(마이크 케이블 설치) | 멀티실드 12CH 이하 | 10m |  |  |  | 92906.56 | 0 |  |  |  |  | 0
E10410046001003003 | 제 3호표 음향 및 영상설비(마이크 케이블 설치)멀티실드 32CH 이하 | 제 3호표 음향 및 영상설비(마이크 케이블 설치) | 멀티실드 32CH 이하 | 10m |  |  |  | 130649.85 | 0 |  |  |  |  | 0
E10410055001002001 | 제 1호표 레이스웨이 설치(40×40) 1,600 이하 | 제 1호표 레이스웨이 설치 | (40×40) 1,600 이하 | m |  |  |  | 53994 | 0 |  |  |  |  | 0
E10410055001002002 | 제 2호표 레이스웨이 설치(70×40) 2,800 이하 | 제 2호표 레이스웨이 설치 | (70×40) 2,800 이하 | m |  |  |  | 80990 | 0 |  |  |  |  | 0
E10410055001002003 | 제 3호표 레이스웨이 설치(10×50) 5,500 이하 | 제 3호표 레이스웨이 설치 | (10×50) 5,500 이하 | m |  |  |  | 137684 | 0 |  |  |  |  | 0
E10410054001001001 | 제 1호표 케이블 트레이 및 랙 설치(철제)10,000 ㎟ 이하 | 제 1호표 케이블 트레이 및 랙 설치(철제) | 10,000 ㎟ 이하 | m |  |  |  | 48594.24 | 0 |  |  |  |  | 0
E10410054001001002 | 제 2호표 케이블 트레이 및 랙 설치(철제)30,000 ㎟ 이하 | 제 2호표 케이블 트레이 및 랙 설치(철제) | 30,000 ㎟ 이하 | m |  |  |  | 62092.64 | 0 |  |  |  |  | 0
E10410054001001003 | 제 3호표 케이블 트레이 및 랙 설치(철제)50,000 ㎟ 이하 | 제 3호표 케이블 트레이 및 랙 설치(철제) | 50,000 ㎟ 이하 | m |  |  |  | 80990.4 | 0 |  |  |  |  | 0
E10410054001001004 | 제 4호표 케이블 트레이 및 랙 설치(철제)60,000 ㎟ 이하 | 제 4호표 케이블 트레이 및 랙 설치(철제) | 60,000 ㎟ 이하 | m |  |  |  | 97188.48 | 0 |  |  |  |  | 0
E10410054001001005 | 제 5호표 케이블 트레이 및 랙 설치(철제)80,000 ㎟ 이하 | 제 5호표 케이블 트레이 및 랙 설치(철제) | 80,000 ㎟ 이하 | m |  |  |  | 129584.64 | 0 |  |  |  |  | 0
E10410054001001006 | 제 6호표 케이블 트레이 및 랙 설치(철제)90,000 ㎟ 이하 | 제 6호표 케이블 트레이 및 랙 설치(철제) | 90,000 ㎟ 이하 | m |  |  |  | 145782.72 | 0 |  |  |  |  | 0
E10410054001001007 | 제 7호표 케이블 트레이 및 랙 설치(철제)120,000 ㎟ 이하 | 제 7호표 케이블 트레이 및 랙 설치(철제) | 120,000 ㎟ 이하 | m |  |  |  | 194376.96 | 0 |  |  |  |  | 0
E10410054001001008 | 제 8호표 케이블 트레이 및 랙 설치(철제)150,000 ㎟ 이하 | 제 8호표 케이블 트레이 및 랙 설치(철제) | 150,000 ㎟ 이하 | m |  |  |  | 242971.2 | 0 |  |  |  |  | 0
E10412031001001001 | 제 1호표 600V 이하 전력 케이블 직선접속16㎟ 이하 1C | 제 1호표 600V 이하 전력 케이블 직선접속 | 16㎟ 이하 1C | 개소 |  |  |  | 49356.61 | 0 |  |  |  |  | 0
E10412031001001002 | 제 2호표 600V 이하 전력 케이블 직선접속25㎟ 이하 1C | 제 2호표 600V 이하 전력 케이블 직선접속 | 25㎟ 이하 1C | 개소 |  |  |  | 58066.6 | 0 |  |  |  |  | 0
E10412031001001003 | 제 3호표 600V 이하 전력 케이블 직선접속35㎟ 이하 1C | 제 3호표 600V 이하 전력 케이블 직선접속 | 35㎟ 이하 1C | 개소 |  |  |  | 66776.59 | 0 |  |  |  |  | 0
E10412031001001004 | 제 4호표 600V 이하 전력 케이블 직선접속50㎟ 이하 1C | 제 4호표 600V 이하 전력 케이블 직선접속 | 50㎟ 이하 1C | 개소 |  |  |  | 69679.92 | 0 |  |  |  |  | 0
E10412031001001005 | 제 5호표 600V 이하 전력 케이블 직선접속70㎟ 이하 1C | 제 5호표 600V 이하 전력 케이블 직선접속 | 70㎟ 이하 1C | 개소 |  |  |  | 81293.24 | 0 |  |  |  |  | 0
E10412031001001006 | 제 6호표 600V 이하 전력 케이블 직선접속95㎟ 이하 1C | 제 6호표 600V 이하 전력 케이블 직선접속 | 95㎟ 이하 1C | 개소 |  |  |  | 87099.9 | 0 |  |  |  |  | 0
E10412031001001007 | 제 7호표 600V 이하 전력 케이블 직선접속120㎟ 이하 1C | 제 7호표 600V 이하 전력 케이블 직선접속 | 120㎟ 이하 1C | 개소 |  |  |  | 98713.22 | 0 |  |  |  |  | 0
E10412031001001008 | 제 8호표 600V 이하 전력 케이블 직선접속185㎟ 이하 1C | 제 8호표 600V 이하 전력 케이블 직선접속 | 185㎟ 이하 1C | 개소 |  |  |  | 119036.53 | 0 |  |  |  |  | 0
E10412031001001009 | 제 9호표 600V 이하 전력 케이블 직선접속240㎟ 이하 1C | 제 9호표 600V 이하 전력 케이블 직선접속 | 240㎟ 이하 1C | 개소 |  |  |  | 136456.51 | 0 |  |  |  |  | 0
E10412031001001010 | 제 10호표 600V 이하 전력 케이블 직선접속300㎟ 이하 1C | 제 10호표 600V 이하 전력 케이블 직선접속 | 300㎟ 이하 1C | 개소 |  |  |  | 148069.83 | 0 |  |  |  |  | 0
E10412032001001001 | 제 1호표 600V 이하 전력 케이블 단말처리16㎟ 이하 1C | 제 1호표 600V 이하 전력 케이블 단말처리 | 16㎟ 이하 1C | 개소 |  |  |  | 78389.91 | 0 |  |  |  |  | 0
E10412032001001002 | 제 2호표 600V 이하 전력 케이블 단말처리25㎟ 이하 1C | 제 2호표 600V 이하 전력 케이블 단말처리 | 25㎟ 이하 1C | 개소 |  |  |  | 95809.89 | 0 |  |  |  |  | 0
E10412032001001003 | 제 3호표 600V 이하 전력 케이블 단말처리35㎟ 이하 1C | 제 3호표 600V 이하 전력 케이블 단말처리 | 35㎟ 이하 1C | 개소 |  |  |  | 104519.88 | 0 |  |  |  |  | 0
E10412032001001004 | 제 4호표 600V 이하 전력 케이블 단말처리50㎟ 이하 1C | 제 4호표 600V 이하 전력 케이블 단말처리 | 50㎟ 이하 1C | 개소 |  |  |  | 116133.2 | 0 |  |  |  |  | 0
E10412032001001005 | 제 5호표 600V 이하 전력 케이블 단말처리70㎟ 이하 1C | 제 5호표 600V 이하 전력 케이블 단말처리 | 70㎟ 이하 1C | 개소 |  |  |  | 136456.51 | 0 |  |  |  |  | 0
E10412032001001006 | 제 6호표 600V 이하 전력 케이블 단말처리95㎟ 이하 1C | 제 6호표 600V 이하 전력 케이블 단말처리 | 95㎟ 이하 1C | 개소 |  |  |  | 145166.5 | 0 |  |  |  |  | 0
E10412032001001007 | 제 7호표 600V 이하 전력 케이블 단말처리120㎟ 이하 1C | 제 7호표 600V 이하 전력 케이블 단말처리 | 120㎟ 이하 1C | 개소 |  |  |  | 165489.81 | 0 |  |  |  |  | 0
E10412032001001008 | 제 8호표 600V 이하 전력 케이블 단말처리185㎟ 이하 1C | 제 8호표 600V 이하 전력 케이블 단말처리 | 185㎟ 이하 1C | 개소 |  |  |  | 197426.44 | 0 |  |  |  |  | 0
E10412032001001009 | 제 9호표 600V 이하 전력 케이블 단말처리240㎟ 이하 1C | 제 9호표 600V 이하 전력 케이블 단말처리 | 240㎟ 이하 1C | 개소 |  |  |  | 223556.41 | 0 |  |  |  |  | 0
E10412032001001010 | 제 10호표 600V 이하 전력 케이블 단말처리300㎟ 이하 1C | 제 10호표 600V 이하 전력 케이블 단말처리 | 300㎟ 이하 1C | 개소 |  |  |  | 243879.72 | 0 |  |  |  |  | 0
E10413098001001001 | 제 1호표 배전반 설치자립형 W800×H2,000 내외 | 제 1호표 배전반 설치 | 자립형 W800×H2,000 내외 | 면 |  |  |  | 1502550.1 | 0 |  |  |  |  | 0
E10413098001001002 | 제 2호표 배전반 설치자립형 W1,000×H2,000 내외 | 제 2호표 배전반 설치 | 자립형 W1,000×H2,000 내외 | 면 |  |  |  | 1912023.5 | 0 |  |  |  |  | 0
E10410015001001001 | 제 1호표 콘센트류 2P콘센트 15A | 제 1호표 콘센트류 2P | 콘센트 15A | 개 |  |  |  | 17547.92 | 0 |  |  |  |  | 0
E10410015001001002 | 제 2호표 콘센트류 2P콘센트 15A(접지극부) | 제 2호표 콘센트류 2P | 콘센트 15A(접지극부) | 개 |  |  |  | 21597.44 | 0 |  |  |  |  | 0
E10410015001001003 | 제 3호표 콘센트류 2P콘센트 20A(접지극부) | 제 3호표 콘센트류 2P | 콘센트 20A(접지극부) | 개 |  |  |  | 22947.28 | 0 |  |  |  |  | 0
E10410015001001004 | 제 4호표 콘센트류 2P콘센트 30A(접지극부) | 제 4호표 콘센트류 2P | 콘센트 30A(접지극부) | 개 |  |  |  | 29696.48 | 0 |  |  |  |  | 0
E10410015001001005 | 제 5호표 콘센트류 2P플로어콘센트 15A | 제 5호표 콘센트류 2P | 플로어콘센트 15A | 개 |  |  |  | 25916.928 | 0 |  |  |  |  | 0
E10410015001001006 | 제 6호표 콘센트류 2P플로어콘센트 20A | 제 6호표 콘센트류 2P | 플로어콘센트 20A | 개 |  |  |  | 25916.928 | 0 |  |  |  |  | 0
E10410015001001007 | 제 7호표 콘센트류 2P하아텐션(로우텐션) | 제 7호표 콘센트류 2P | 하아텐션(로우텐션) | 개 |  |  |  | 25916.928 | 0 |  |  |  |  | 0
E10410015001002001 | 제 1호표 콘센트류 3P콘센트 15A | 제 1호표 콘센트류 3P | 콘센트 15A | 개 |  |  |  | 25646.96 | 0 |  |  |  |  | 0
E10410015001002002 | 제 2호표 콘센트류 3P콘센트 30A(접지극부) | 제 2호표 콘센트류 3P | 콘센트 30A(접지극부) | 개 |  |  |  | 39145.36 | 0 |  |  |  |  | 0
E10410015001003001 | 제 1호표 콘센트류 4P콘센트 15A | 제 1호표 콘센트류 4P | 콘센트 15A | 개 |  |  |  | 26996.8 | 0 |  |  |  |  | 0
E10410015001003002 | 제 2호표 콘센트류 4P콘센트 30A(접지극부) | 제 2호표 콘센트류 4P | 콘센트 30A(접지극부) | 개 |  |  |  | 40495.2 | 0 |  |  |  |  | 0
E10410011002002001 | 제 1호표 저압용 개폐기-마그넷 스위치30A 이하 | 제 1호표 저압용 개폐기-마그넷 스위치 | 30A 이하 | 개 |  |  |  | 80990.4 | 0 |  |  |  |  | 0
E10410011002002002 | 제 2호표 저압용 개폐기-마그넷 스위치50A 이하 | 제 2호표 저압용 개폐기-마그넷 스위치 | 50A 이하 | 개 |  |  |  | 121485.6 | 0 |  |  |  |  | 0
E10410011002002003 | 제 3호표 저압용 개폐기-마그넷 스위치100A 이하 | 제 3호표 저압용 개폐기-마그넷 스위치 | 100A 이하 | 개 |  |  |  | 161980.8 | 0 |  |  |  |  | 0
E10410011002002004 | 제 4호표 저압용 개폐기-마그넷 스위치225A 이하 | 제 4호표 저압용 개폐기-마그넷 스위치 | 225A 이하 | 개 |  |  |  | 215974.4 | 0 |  |  |  |  | 0
E10410011002002005 | 제 5호표 저압용 개폐기-마그넷 스위치300A 이하 | 제 5호표 저압용 개폐기-마그넷 스위치 | 300A 이하 | 개 |  |  |  | 283466.4 | 0 |  |  |  |  | 0
E10410011002002006 | 제 6호표 저압용 개폐기-마그넷 스위치400A 이하 | 제 6호표 저압용 개폐기-마그넷 스위치 | 400A 이하 | 개 |  |  |  | 337460 | 0 |  |  |  |  | 0
E10410011002002007 | 제 7호표 저압용 개폐기-마그넷 스위치600A 이하 | 제 7호표 저압용 개폐기-마그넷 스위치 | 600A 이하 | 개 |  |  |  | 458945.6 | 0 |  |  |  |  | 0
E10410011002002008 | 제 8호표 저압용 개폐기-마그넷 스위치800A 이하 | 제 8호표 저압용 개폐기-마그넷 스위치 | 800A 이하 | 개 |  |  |  | 593929.6 | 0 |  |  |  |  | 0
E10410011002003001 | 제 1호표 저압용 개폐기-커버나이프스위치30A 이하 | 제 1호표 저압용 개폐기-커버나이프스위치 | 30A 이하 | 개 |  |  |  | 29696.48 | 0 |  |  |  |  | 0
E10410011002003002 | 제 2호표 저압용 개폐기-커버나이프스위치50A 이하 | 제 2호표 저압용 개폐기-커버나이프스위치 | 50A 이하 | 개 |  |  |  | 40495.2 | 0 |  |  |  |  | 0
E10410011002003003 | 제 3호표 저압용 개폐기-커버나이프스위치100A 이하 | 제 3호표 저압용 개폐기-커버나이프스위치 | 100A 이하 | 개 |  |  |  | 62092.64 | 0 |  |  |  |  | 0
E10410011002003004 | 제 4호표 저압용 개폐기-커버나이프스위치225A 이하 | 제 4호표 저압용 개폐기-커버나이프스위치 | 225A 이하 | 개 |  |  |  | 78290.72 | 0 |  |  |  |  | 0
E10410011002003005 | 제 5호표 저압용 개폐기-커버나이프스위치300A 이하 | 제 5호표 저압용 개폐기-커버나이프스위치 | 300A 이하 | 개 |  |  |  | 97188.48 | 0 |  |  |  |  | 0
E10410011002003006 | 제 6호표 저압용 개폐기-커버나이프스위치400A 이하 | 제 6호표 저압용 개폐기-커버나이프스위치 | 400A 이하 | 개 |  |  |  | 110686.88 | 0 |  |  |  |  | 0
E10410011002003007 | 제 7호표 저압용 개폐기-커버나이프스위치600A 이하 | 제 7호표 저압용 개폐기-커버나이프스위치 | 600A 이하 | 개 |  |  |  | 134984 | 0 |  |  |  |  | 0
E10410011002003008 | 제 8호표 저압용 개폐기-커버나이프스위치800A 이하 | 제 8호표 저압용 개폐기-커버나이프스위치 | 800A 이하 | 개 |  |  |  | 159281.12 | 0 |  |  |  |  | 0
E10410015002001001 | 제 1호표 스위치류텀플러스위치 단로용 | 제 1호표 스위치류 | 텀플러스위치 단로용 | 개 |  |  |  | 22947.28 | 0 |  |  |  |  | 0
E10410015002001002 | 제 2호표 스위치류텀플러스위치 3로용 | 제 2호표 스위치류 | 텀플러스위치 3로용 | 개 |  |  |  | 22947.28 | 0 |  |  |  |  | 0
E10410015002001003 | 제 3호표 스위치류텀플러스위치 4로용 | 제 3호표 스위치류 | 텀플러스위치 4로용 | 개 |  |  |  | 26996.8 | 0 |  |  |  |  | 0
E10410015002001004 | 제 4호표 스위치류풀스위치 | 제 4호표 스위치류 | 풀스위치 | 개 |  |  |  | 26996.8 | 0 |  |  |  |  | 0
E10410015002001005 | 제 5호표 스위치류푸시버튼 | 제 5호표 스위치류 | 푸시버튼 | 개 |  |  |  | 17547.92 | 0 |  |  |  |  | 0
E10410015002001006 | 제 6호표 스위치류리모콘스위치 | 제 6호표 스위치류 | 리모콘스위치 | 개 |  |  |  | 18897.76 | 0 |  |  |  |  | 0
E10410014001001001 | 제 1호표 가전기구 설치전열기 3kW 이하 | 제 1호표 가전기구 설치 | 전열기 3kW 이하 | 대 |  |  |  | 107987.2 | 0 |  |  |  |  | 0
E10410014001001002 | 제 2호표 가전기구 설치전열기 5kW 이하 | 제 2호표 가전기구 설치 | 전열기 5kW 이하 | 대 |  |  |  | 161980.8 | 0 |  |  |  |  | 0
E10410014001001003 | 제 3호표 가전기구 설치전열기 10kW 이하 | 제 3호표 가전기구 설치 | 전열기 10kW 이하 | 대 |  |  |  | 269968 | 0 |  |  |  |  | 0
E10410014001001004 | 제 4호표 가전기구 설치전열기 10kW 초과 | 제 4호표 가전기구 설치 | 전열기 10kW 초과 | 대 |  |  |  | 377955.2 | 0 |  |  |  |  | 0
E10410014001001005 | 제 1호표 가전기구 설치전구교환 | 제 1호표 가전기구 설치 | 전구교환 | 개 |  |  |  | 1619.808 | 0 |  |  |  |  | 0
E10410014001001006 | 제 1호표 가전기구 설치플러그 신설 | 제 1호표 가전기구 설치 | 플러그 신설 | 개 |  |  |  | 12148.56 | 0 |  |  |  |  | 0
E10410014001001007 | 제 1호표 가전기구 설치전압조정탭 절환(탭외부) | 제 1호표 가전기구 설치 | 전압조정탭 절환(탭외부) | 대 |  |  |  | 4589.456 | 0 |  |  |  |  | 0
E10410014001001008 | 제 2호표 가전기구 설치전압조정탭 절환(탭내부) | 제 2호표 가전기구 설치 | 전압조정탭 절환(탭내부) | 대 |  |  |  | 17817.888 | 0 |  |  |  |  | 0
E10410014001001009 | 제 3호표 가전기구 설치전압조정탭 결선변경 | 제 3호표 가전기구 설치 | 전압조정탭 결선변경 | 대 |  |  |  | 22407.344 | 0 |  |  |  |  | 0
E10410014001001010 | 제 1호표 가전기구 설치강압기 설치(외장형) | 제 1호표 가전기구 설치 | 강압기 설치(외장형) | 대 |  |  |  | 3509.584 | 0 |  |  |  |  | 0
E10410014001001011 | 제 1호표 가전기구 설치강압기설치대 부설 | 제 1호표 가전기구 설치 | 강압기설치대 부설 | 대 |  |  |  | 20247.6 | 0 |  |  |  |  | 0
E10410014001001012 | 제 2호표 가전기구 설치배전판부설 | 제 2호표 가전기구 설치 | 배전판부설 | 대 |  |  |  | 16198.08 | 0 |  |  |  |  | 0
E10410014001001013 | 제 1호표 가전기구 설치벨 | 제 1호표 가전기구 설치 | 벨 | 개 |  |  |  | 26996.8 | 0 |  |  |  |  | 0
E10410014001001014 | 제 2호표 가전기구 설치부저 | 제 2호표 가전기구 설치 | 부저 | 개 |  |  |  | 21597.44 | 0 |  |  |  |  | 0
E10410014001001015 | 제 3호표 가전기구 설치도어폰(주기) | 제 3호표 가전기구 설치 | 도어폰(주기) | 개 |  |  |  | 29696.48 | 0 |  |  |  |  | 0
E10410014001001016 | 제 4호표 가전기구 설치도어폰(자기) | 제 4호표 가전기구 설치 | 도어폰(자기) | 개 |  |  |  | 26996.8 | 0 |  |  |  |  | 0
E10410014001001017 | 제 1호표 가전기구 설치가스배출기 | 제 1호표 가전기구 설치 | 가스배출기 | 대 |  |  |  | 53993.6 | 0 |  |  |  |  | 0
E10410014001001018 | 제 1호표 가전기구 설치선풍기(벽면) | 제 1호표 가전기구 설치 | 선풍기(벽면) | 대 |  |  |  | 53993.6 | 0 |  |  |  |  | 0
E10410014001001019 | 제 2호표 가전기구 설치선풍기(천정면) | 제 2호표 가전기구 설치 | 선풍기(천정면) | 대 |  |  |  | 134984 | 0 |  |  |  |  | 0
E10410014001001020 | 제 1호표 가전기구 설치환풍기(벽면) | 제 1호표 가전기구 설치 | 환풍기(벽면) | 대 |  |  |  | 129584.64 | 0 |  |  |  |  | 0
E10410014001001021 | 제 2호표 가전기구 설치환풍기(천정면) | 제 2호표 가전기구 설치 | 환풍기(천정면) | 대 |  |  |  | 215974.4 | 0 |  |  |  |  | 0
E10410014001001022 | 제 1호표 가전기구 설치플로어 플레이트 | 제 1호표 가전기구 설치 | 플로어 플레이트 | 개 |  |  |  | 36445.68 | 0 |  |  |  |  | 0
E10410014001001023 | 제 1호표 가전기구 설치전극봉 지지기(3P) | 제 1호표 가전기구 설치 | 전극봉 지지기(3P) | 대 |  |  |  | 215974.4 | 0 |  |  |  |  | 0
E10410014001001024 | 제 2호표 가전기구 설치전극봉 지지기(4P) | 제 2호표 가전기구 설치 | 전극봉 지지기(4P) | 대 |  |  |  | 229472.8 | 0 |  |  |  |  | 0
E10410014001001025 | 제 3호표 가전기구 설치전극봉 지지기(5P) | 제 3호표 가전기구 설치 | 전극봉 지지기(5P) | 대 |  |  |  | 296964.8 | 0 |  |  |  |  | 0
E10410014001001026 | 제 1호표 가전기구 설치전극결선 | 제 1호표 가전기구 설치 | 전극결선 | 조 |  |  |  | 53993.6 | 0 |  |  |  |  | 0
E10410014001001027 | 제 1호표 가전기구 설치소켓 | 제 1호표 가전기구 설치 | 소켓 | 개 |  |  |  | 15118.208 | 0 |  |  |  |  | 0
E10410046001002001 | 제 1호표 음향 및 영상설비(스피커 케이블 설치)5.6㎟-4C 이하 | 제 1호표 음향 및 영상설비(스피커 케이블 설치) | 5.6㎟-4C 이하 |  |  |  |  | 40495.2 | 0 |  |  |  |  | 0
E10410046001002002 | 제 2호표 음향 및 영상설비(스피커 케이블 설치)14.2㎟-4C 이하 | 제 2호표 음향 및 영상설비(스피커 케이블 설치) | 14.2㎟-4C 이하 |  |  |  |  | 52259.94 | 0 |  |  |  |  | 0
E10410046001002003 | 제 3호표 음향 및 영상설비(스피커 케이블 설치)멀티2.0㎟-4C 이하 | 제 3호표 음향 및 영상설비(스피커 케이블 설치) | 멀티2.0㎟-4C 이하 |  |  |  |  | 66776.59 | 0 |  |  |  |  | 0
E10410046001003001 | 제 1호표 음향 및 영상설비(마이크 케이블 설치)2심실드 6.0㎜ 이하 | 제 1호표 음향 및 영상설비(마이크 케이블 설치) | 2심실드 6.0㎜ 이하 |  |  |  |  | 66776.59 | 0 |  |  |  |  | 0
E10410046001003002 | 제 2호표 음향 및 영상설비(마이크 케이블 설치)멀티실드 12CH 이하 | 제 2호표 음향 및 영상설비(마이크 케이블 설치) | 멀티실드 12CH 이하 |  |  |  |  | 92906.56 | 0 |  |  |  |  | 0
E10410046001003003 | 제 3호표 음향 및 영상설비(마이크 케이블 설치)멀티실드 32CH 이하 | 제 3호표 음향 및 영상설비(마이크 케이블 설치) | 멀티실드 32CH 이하 |  |  |  |  | 130649.85 | 0 |  |  |  |  | 0
E10410046001004001 | 제 1호표 음향 및 영상설비(커넥터 접속)Triaxial 커넥터 | 제 1호표 음향 및 영상설비(커넥터 접속) | Triaxial 커넥터 |  |  |  |  | 458945.6 | 0 |  |  |  |  | 0
E10410046001004002 | 제 2호표 음향 및 영상설비(커넥터 접속)RCA, Phone 커넥터 | 제 2호표 음향 및 영상설비(커넥터 접속) | RCA, Phone 커넥터 |  |  |  |  | 53993.6 | 0 |  |  |  |  | 0
E10410046001004003 | 제 3호표 음향 및 영상설비(커넥터 접속)XLR 커넥터 | 제 3호표 음향 및 영상설비(커넥터 접속) | XLR 커넥터 |  |  |  |  | 107987.2 | 0 |  |  |  |  | 0
E10410046001004004 | 제 4호표 음향 및 영상설비(커넥터 접속)D-SUB 커넥터 15Pin 이하 | 제 4호표 음향 및 영상설비(커넥터 접속) | D-SUB 커넥터 15Pin 이하 |  |  |  |  | 188977.6 | 0 |  |  |  |  | 0
E10410046002001001 | 제 1호표 음향 및 영상 기기 신설(Stabilizing Amp)설치 | 제 1호표 음향 및 영상 기기 신설(Stabilizing Amp) | 설치 |  |  |  |  | 437482.4 | 0 |  |  |  |  | 0
E10410046002001002 | 제 2호표 음향 및 영상 기기 신설(Stabilizing Amp)점검 | 제 2호표 음향 및 영상 기기 신설(Stabilizing Amp) | 점검 |  |  |  |  | 168694.8 | 0 |  |  |  |  | 0
E10410046002001003 | 제 3호표 음향 및 영상 기기 신설(Stabilizing Amp)조정 | 제 3호표 음향 및 영상 기기 신설(Stabilizing Amp) | 조정 |  |  |  |  | 1224790 | 0 |  |  |  |  | 0
E10410046002001004 | 제 4호표 음향 및 영상 기기 신설(Stabilizing Amp)시험 및 측정 | 제 4호표 음향 및 영상 기기 신설(Stabilizing Amp) | 시험 및 측정 |  |  |  |  | 910246 | 0 |  |  |  |  | 0
E10410046002002001 | 제 1호표 음향 및 영상 기기 신설(Volumax)설치 | 제 1호표 음향 및 영상 기기 신설(Volumax) | 설치 |  |  |  |  | 239773 | 0 |  |  |  |  | 0
E10410046002002002 | 제 2호표 음향 및 영상 기기 신설(Volumax)점검 | 제 2호표 음향 및 영상 기기 신설(Volumax) | 점검 |  |  |  |  | 112463.2 | 0 |  |  |  |  | 0
E10410046002002003 | 제 3호표 음향 및 영상 기기 신설(Volumax)조정 | 제 3호표 음향 및 영상 기기 신설(Volumax) | 조정 |  |  |  |  | 234942.2 | 0 |  |  |  |  | 0
E10410046002002004 | 제 4호표 음향 및 영상 기기 신설(Volumax)시험 및 측정 | 제 4호표 음향 및 영상 기기 신설(Volumax) | 시험 및 측정 |  |  |  |  | 157272 | 0 |  |  |  |  | 0
E10410046002003001 | 제 1호표 음향 및 영상 기기 신설(Audio Demodulator)설치 | 제 1호표 음향 및 영상 기기 신설(Audio Demodulator) | 설치 |  |  |  |  | 296004.6 | 0 |  |  |  |  | 0
E10410046002003002 | 제 2호표 음향 및 영상 기기 신설(Audio Demodulator)점검 | 제 2호표 음향 및 영상 기기 신설(Audio Demodulator) | 점검 |  |  |  |  | 140579 | 0 |  |  |  |  | 0
E10410046002003003 | 제 3호표 음향 및 영상 기기 신설(Audio Demodulator)조정 | 제 3호표 음향 및 영상 기기 신설(Audio Demodulator) | 조정 |  |  |  |  | 294512.4 | 0 |  |  |  |  | 0
E10410046002003004 | 제 4호표 음향 및 영상 기기 신설(Audio Demodulator)시험 및 측정 | 제 4호표 음향 및 영상 기기 신설(Audio Demodulator) | 시험 및 측정 |  |  |  |  | 532793.2 | 0 |  |  |  |  | 0
E10410046002004001 | 제 1호표 음향 및 영상 기기 신설(Visual Demodulator)설치 | 제 1호표 음향 및 영상 기기 신설(Visual Demodulator) | 설치 |  |  |  |  | 440839.4 | 0 |  |  |  |  | 0
E10410046002004002 | 제 2호표 음향 및 영상 기기 신설(Visual Demodulator)점검 | 제 2호표 음향 및 영상 기기 신설(Visual Demodulator) | 점검 |  |  |  |  | 168694.8 | 0 |  |  |  |  | 0
E10410046002004003 | 제 3호표 음향 및 영상 기기 신설(Visual Demodulator)조정 | 제 3호표 음향 및 영상 기기 신설(Visual Demodulator) | 조정 |  |  |  |  | 752974 | 0 |  |  |  |  | 0
E10410046002004004 | 제 4호표 음향 및 영상 기기 신설(Visual Demodulator)시험 및 측정 | 제 4호표 음향 및 영상 기기 신설(Visual Demodulator) | 시험 및 측정 |  |  |  |  | 736281 | 0 |  |  |  |  | 0
E10410046002005001 | 제 1호표 음향 및 영상 기기 신설(9Stereo Demodulator)설치 | 제 1호표 음향 및 영상 기기 신설(9Stereo Demodulator) | 설치 |  |  |  |  | 365065 | 0 |  |  |  |  | 0
E10410046002005002 | 제 2호표 음향 및 영상 기기 신설(9Stereo Demodulator)점검 | 제 2호표 음향 및 영상 기기 신설(9Stereo Demodulator) | 점검 |  |  |  |  | 112463.2 | 0 |  |  |  |  | 0
E10410046002005003 | 제 3호표 음향 및 영상 기기 신설(9Stereo Demodulator)조정 | 제 3호표 음향 및 영상 기기 신설(9Stereo Demodulator) | 조정 |  |  |  |  | 294512.4 | 0 |  |  |  |  | 0
E10410046002005004 | 제 4호표 음향 및 영상 기기 신설(9Stereo Demodulator)시험 및 측정 | 제 4호표 음향 및 영상 기기 신설(9Stereo Demodulator) | 시험 및 측정 |  |  |  |  | 532793.2 | 0 |  |  |  |  | 0
E10410046002006001 | 제 1호표 음향 및 영상 기기 신설(SCA Demodulator)설치 | 제 1호표 음향 및 영상 기기 신설(SCA Demodulator) | 설치 |  |  |  |  | 239773 | 0 |  |  |  |  | 0
E10410046002006002 | 제 2호표 음향 및 영상 기기 신설(SCA Demodulator)점검 | 제 2호표 음향 및 영상 기기 신설(SCA Demodulator) | 점검 |  |  |  |  | 112463.2 | 0 |  |  |  |  | 0
E10410046002006003 | 제 3호표 음향 및 영상 기기 신설(SCA Demodulator)조정 | 제 3호표 음향 및 영상 기기 신설(SCA Demodulator) | 조정 |  |  |  |  | 234942.2 | 0 |  |  |  |  | 0
E10410046002006004 | 제 4호표 음향 및 영상 기기 신설(SCA Demodulator)시험 및 측정 | 제 4호표 음향 및 영상 기기 신설(SCA Demodulator) | 시험 및 측정 |  |  |  |  | 382198.4 | 0 |  |  |  |  | 0
E10410046002007001 | 제 1호표 음향 및 영상 기기 신설(Wave for Monitor)설치 | 제 1호표 음향 및 영상 기기 신설(Wave for Monitor) | 설치 |  |  |  |  | 267888.8 | 0 |  |  |  |  | 0
E10410046002007002 | 제 2호표 음향 및 영상 기기 신설(Wave for Monitor)점검 | 제 2호표 음향 및 영상 기기 신설(Wave for Monitor) | 점검 |  |  |  |  | 168694.8 | 0 |  |  |  |  | 0
E10410046002007003 | 제 3호표 음향 및 영상 기기 신설(Wave for Monitor)조정 | 제 3호표 음향 및 영상 기기 신설(Wave for Monitor) | 조정 |  |  |  |  | 595702 | 0 |  |  |  |  | 0
E10410046002007004 | 제 4호표 음향 및 영상 기기 신설(Wave for Monitor)시험 및 측정 | 제 4호표 음향 및 영상 기기 신설(Wave for Monitor) | 시험 및 측정 |  |  |  |  | 736281 | 0 |  |  |  |  | 0
E10410046002008001 | 제 1호표 음향 및 영상 기기 신설(Utility Monitor)설치 | 제 1호표 음향 및 영상 기기 신설(Utility Monitor) | 설치 |  |  |  |  | 267888.8 | 0 |  |  |  |  | 0
E10410046002008002 | 제 2호표 음향 및 영상 기기 신설(Utility Monitor)점검 | 제 2호표 음향 및 영상 기기 신설(Utility Monitor) | 점검 |  |  |  |  | 140579 | 0 |  |  |  |  | 0
E10410046002008003 | 제 3호표 음향 및 영상 기기 신설(Utility Monitor)조정 | 제 3호표 음향 및 영상 기기 신설(Utility Monitor) | 조정 |  |  |  |  | 382198.4 | 0 |  |  |  |  | 0
E10410046002008004 | 제 4호표 음향 및 영상 기기 신설(Utility Monitor)시험 및 측정 | 제 4호표 음향 및 영상 기기 신설(Utility Monitor) | 시험 및 측정 |  |  |  |  | 350744 | 0 |  |  |  |  | 0
E10410046002009001 | 제 1호표 음향 및 영상 기기 신설(Modulation Monitor)설치 | 제 1호표 음향 및 영상 기기 신설(Modulation Monitor) | 설치 |  |  |  |  | 239773 | 0 |  |  |  |  | 0
E10410046002009002 | 제 2호표 음향 및 영상 기기 신설(Modulation Monitor)점검 | 제 2호표 음향 및 영상 기기 신설(Modulation Monitor) | 점검 |  |  |  |  | 112463.2 | 0 |  |  |  |  | 0
E10410046002009003 | 제 3호표 음향 및 영상 기기 신설(Modulation Monitor)조정 | 제 3호표 음향 및 영상 기기 신설(Modulation Monitor) | 조정 |  |  |  |  | 294512.4 | 0 |  |  |  |  | 0
E10410046002009004 | 제 4호표 음향 및 영상 기기 신설(Modulation Monitor)시험 및 측정 | 제 4호표 음향 및 영상 기기 신설(Modulation Monitor) | 시험 및 측정 |  |  |  |  | 413652.8 | 0 |  |  |  |  | 0
E10410046002010001 | 제 1호표 음향 및 영상 기기 신설(Frequency Monitor)설치 | 제 1호표 음향 및 영상 기기 신설(Frequency Monitor) | 설치 |  |  |  |  | 239773 | 0 |  |  |  |  | 0
E10410046002010002 | 제 2호표 음향 및 영상 기기 신설(Frequency Monitor)점검 | 제 2호표 음향 및 영상 기기 신설(Frequency Monitor) | 점검 |  |  |  |  | 112463.2 | 0 |  |  |  |  | 0
E10410046002010003 | 제 3호표 음향 및 영상 기기 신설(Frequency Monitor)조정 | 제 3호표 음향 및 영상 기기 신설(Frequency Monitor) | 조정 |  |  |  |  | 294512.4 | 0 |  |  |  |  | 0
E10410046002010004 | 제 4호표 음향 및 영상 기기 신설(Frequency Monitor)시험 및 측정 | 제 4호표 음향 및 영상 기기 신설(Frequency Monitor) | 시험 및 측정 |  |  |  |  | 413652.8 | 0 |  |  |  |  | 0
E10410046002011001 | 제 1호표 음향 및 영상 기기 신설(Precision Monitor)설치 | 제 1호표 음향 및 영상 기기 신설(Precision Monitor) | 설치 |  |  |  |  | 424682.82 | 0 |  |  |  |  | 0
E10410046002011002 | 제 2호표 음향 및 영상 기기 신설(Precision Monitor)점검 | 제 2호표 음향 및 영상 기기 신설(Precision Monitor) | 점검 |  |  |  |  | 98405.3 | 0 |  |  |  |  | 0
E10410046002011003 | 제 3호표 음향 및 영상 기기 신설(Precision Monitor)조정 | 제 3호표 음향 및 영상 기기 신설(Precision Monitor) | 조정 |  |  |  |  | 605806.04 | 0 |  |  |  |  | 0
E10410046002011004 | 제 4호표 음향 및 영상 기기 신설(Precision Monitor)시험 및 측정 | 제 4호표 음향 및 영상 기기 신설(Precision Monitor) | 시험 및 측정 |  |  |  |  | 730903.46 | 0 |  |  |  |  | 0
E10410046002012001 | 제 1호표 음향 및 영상 기기 신설(Limiting Amp)설치 | 제 1호표 음향 및 영상 기기 신설(Limiting Amp) | 설치 |  |  |  |  | 239773 | 0 |  |  |  |  | 0
E10410046002012002 | 제 2호표 음향 및 영상 기기 신설(Limiting Amp)점검 | 제 2호표 음향 및 영상 기기 신설(Limiting Amp) | 점검 |  |  |  |  | 112463.2 | 0 |  |  |  |  | 0
E10410046002012003 | 제 3호표 음향 및 영상 기기 신설(Limiting Amp)조정 | 제 3호표 음향 및 영상 기기 신설(Limiting Amp) | 조정 |  |  |  |  | 261939 | 0 |  |  |  |  | 0
E10410046002012004 | 제 4호표 음향 및 영상 기기 신설(Limiting Amp)시험 및 측정 | 제 4호표 음향 및 영상 기기 신설(Limiting Amp) | 시험 및 측정 |  |  |  |  | 438430 | 0 |  |  |  |  | 0
E10410046002013001 | 제 1호표 음향 및 영상 기기 신설(TV수상기(VideoMonitor))14" 이하 설치 | 제 1호표 음향 및 영상 기기 신설(TV수상기(VideoMonitor)) | 14" 이하 설치 |  |  |  |  | 68722.9 | 0 |  |  |  |  | 0
E10410046002013002 | 제 2호표 음향 및 영상 기기 신설(TV수상기(VideoMonitor))14" 이하 조정 | 제 2호표 음향 및 영상 기기 신설(TV수상기(VideoMonitor)) | 14" 이하 조정 |  |  |  |  | 55000.7 | 0 |  |  |  |  | 0
E10410046002013003 | 제 3호표 음향 및 영상 기기 신설(TV수상기(VideoMonitor))14" 이하 시험 및 측정 | 제 3호표 음향 및 영상 기기 신설(TV수상기(VideoMonitor)) | 14" 이하 시험 및 측정 |  |  |  |  | 22492.64 | 0 |  |  |  |  | 0
E10410046002013004 | 제 4호표 음향 및 영상 기기 신설(TV수상기(VideoMonitor))21" 이하 설치 | 제 4호표 음향 및 영상 기기 신설(TV수상기(VideoMonitor)) | 21" 이하 설치 |  |  |  |  | 115512.66 | 0 |  |  |  |  | 0
E10410046002013005 | 제 5호표 음향 및 영상 기기 신설(TV수상기(VideoMonitor))21" 이하 조정 | 제 5호표 음향 및 영상 기기 신설(TV수상기(VideoMonitor)) | 21" 이하 조정 |  |  |  |  | 93467.62 | 0 |  |  |  |  | 0
E10410046002013006 | 제 6호표 음향 및 영상 기기 신설(TV수상기(VideoMonitor))21" 이하 시험 및 측정 | 제 6호표 음향 및 영상 기기 신설(TV수상기(VideoMonitor)) | 21" 이하 시험 및 측정 |  |  |  |  | 36550.54 | 0 |  |  |  |  | 0
E10410046002013007 | 제 7호표 음향 및 영상 기기 신설(TV수상기(VideoMonitor))32" 이하 설치 | 제 7호표 음향 및 영상 기기 신설(TV수상기(VideoMonitor)) | 32" 이하 설치 |  |  |  |  | 148468.32 | 0 |  |  |  |  | 0
E10410046002013008 | 제 8호표 음향 및 영상 기기 신설(TV수상기(VideoMonitor))32" 이하 조정 | 제 8호표 음향 및 영상 기기 신설(TV수상기(VideoMonitor)) | 32" 이하 조정 |  |  |  |  | 118212.34 | 0 |  |  |  |  | 0
E10410046002013009 | 제 9호표 음향 및 영상 기기 신설(TV수상기(VideoMonitor))32" 이하 시험 및 측정 | 제 9호표 음향 및 영상 기기 신설(TV수상기(VideoMonitor)) | 32" 이하 시험 및 측정 |  |  |  |  | 44985.28 | 0 |  |  |  |  | 0
E10410046002013010 | 제 10호표 음향 및 영상 기기 신설(TV수상기(VideoMonitor))33" 이상 설치 | 제 10호표 음향 및 영상 기기 신설(TV수상기(VideoMonitor)) | 33" 이상 설치 |  |  |  |  | 184235.56 | 0 |  |  |  |  | 0
E10410046002013011 | 제 11호표 음향 및 영상 기기 신설(TV수상기(VideoMonitor))33" 이상 조정 | 제 11호표 음향 및 영상 기기 신설(TV수상기(VideoMonitor)) | 33" 이상 조정 |  |  |  |  | 145656.74 | 0 |  |  |  |  | 0
E10410046002013012 | 제 12호표 음향 및 영상 기기 신설(TV수상기(VideoMonitor))33" 이상 시험 및 측정 | 제 12호표 음향 및 영상 기기 신설(TV수상기(VideoMonitor)) | 33" 이상 시험 및 측정 |  |  |  |  | 56231.6 | 0 |  |  |  |  | 0
E10410046002014001 | 제 1호표 음향 및 영상 기기 신설(Switcher)설치 | 제 1호표 음향 및 영상 기기 신설(Switcher) | 설치 |  |  |  |  | 783224.8 | 0 |  |  |  |  | 0
E10410046002014002 | 제 2호표 음향 및 영상 기기 신설(Switcher)점검 | 제 2호표 음향 및 영상 기기 신설(Switcher) | 점검 |  |  |  |  | 140579 | 0 |  |  |  |  | 0
E10410046002014003 | 제 3호표 음향 및 영상 기기 신설(Switcher)시험 및 측정 | 제 3호표 음향 및 영상 기기 신설(Switcher) | 시험 및 측정 |  |  |  |  | 595702 | 0 |  |  |  |  | 0
E10410046002015001 | 제 1호표 음향 및 영상 기기 신설(Stereo Generator)설치 | 제 1호표 음향 및 영상 기기 신설(Stereo Generator) | 설치 |  |  |  |  | 365065 | 0 |  |  |  |  | 0
E10410046002015002 | 제 2호표 음향 및 영상 기기 신설(Stereo Generator)점검 | 제 2호표 음향 및 영상 기기 신설(Stereo Generator) | 점검 |  |  |  |  | 112463.2 | 0 |  |  |  |  | 0
E10410046002015003 | 제 3호표 음향 및 영상 기기 신설(Stereo Generator)조정 | 제 3호표 음향 및 영상 기기 신설(Stereo Generator) | 조정 |  |  |  |  | 294512.4 | 0 |  |  |  |  | 0
E10410046002015004 | 제 4호표 음향 및 영상 기기 신설(Stereo Generator)시험 및 측정 | 제 4호표 음향 및 영상 기기 신설(Stereo Generator) | 시험 및 측정 |  |  |  |  | 532793.2 | 0 |  |  |  |  | 0
E10410046002016001 | 제 1호표 음향 및 영상 기기 신설(SCA Generator)설치 | 제 1호표 음향 및 영상 기기 신설(SCA Generator) | 설치 |  |  |  |  | 239773 | 0 |  |  |  |  | 0
E10410046002016002 | 제 2호표 음향 및 영상 기기 신설(SCA Generator)점검 | 제 2호표 음향 및 영상 기기 신설(SCA Generator) | 점검 |  |  |  |  | 112463.2 | 0 |  |  |  |  | 0
E10410046002016003 | 제 3호표 음향 및 영상 기기 신설(SCA Generator)조정 | 제 3호표 음향 및 영상 기기 신설(SCA Generator) | 조정 |  |  |  |  | 234942.2 | 0 |  |  |  |  | 0
E10410046002016004 | 제 4호표 음향 및 영상 기기 신설(SCA Generator)시험 및 측정 | 제 4호표 음향 및 영상 기기 신설(SCA Generator) | 시험 및 측정 |  |  |  |  | 382198.4 | 0 |  |  |  |  | 0
E10410046002017001 | 제 1호표 음향 및 영상 기기 신설(Beam Projector)설치 | 제 1호표 음향 및 영상 기기 신설(Beam Projector) | 설치 |  |  |  |  | 656752.4 | 0 |  |  |  |  | 0
E10410046002017002 | 제 2호표 음향 및 영상 기기 신설(Beam Projector)점검 | 제 2호표 음향 및 영상 기기 신설(Beam Projector) | 점검 |  |  |  |  | 168694.8 | 0 |  |  |  |  | 0
E10410046002017003 | 제 3호표 음향 및 영상 기기 신설(Beam Projector)조정 | 제 3호표 음향 및 영상 기기 신설(Beam Projector) | 조정 |  |  |  |  | 595702 | 0 |  |  |  |  | 0
E10410046002017004 | 제 4호표 음향 및 영상 기기 신설(Beam Projector)시험 및 측정 | 제 4호표 음향 및 영상 기기 신설(Beam Projector) | 시험 및 측정 |  |  |  |  | 764396.8 | 0 |  |  |  |  | 0
E10410046002022001 | 제 1호표 음향 및 영상 기기 신설(화상회의시스템)CODEC 설치 | 제 1호표 음향 및 영상 기기 신설(화상회의시스템) | CODEC 설치 |  |  |  |  | 566087.8 | 0 |  |  |  |  | 0
E10410046002022002 | 제 2호표 음향 및 영상 기기 신설(화상회의시스템)CODEC 점검 | 제 2호표 음향 및 영상 기기 신설(화상회의시스템) | CODEC 점검 |  |  |  |  | 84347.4 | 0 |  |  |  |  | 0
E10410046002022003 | 제 3호표 음향 및 영상 기기 신설(화상회의시스템)CODEC 조정 | 제 3호표 음향 및 영상 기기 신설(화상회의시스템) | CODEC 조정 |  |  |  |  | 196810.6 | 0 |  |  |  |  | 0
E10410046002022004 | 제 4호표 음향 및 영상 기기 신설(화상회의시스템)CODEC 시험 및 측정 | 제 4호표 음향 및 영상 기기 신설(화상회의시스템) | CODEC 시험 및 측정 |  |  |  |  | 1751378.2 | 0 |  |  |  |  | 0
E10410046003005001 | 제 1호표 음향 및 영상 부대시설 공사(스크린)전동 120인치 이하 | 제 1호표 음향 및 영상 부대시설 공사(스크린) | 전동 120인치 이하 | 대 |  |  |  | 2753552 | 0 |  |  |  |  | 0
E10410046003005002 | 제 2호표 음향 및 영상 부대시설 공사(스크린)전동 200인치 이하 | 제 2호표 음향 및 영상 부대시설 공사(스크린) | 전동 200인치 이하 | 대 |  |  |  | 4258430 | 0 |  |  |  |  | 0
E10410046003005003 | 제 3호표 음향 및 영상 부대시설 공사(스크린)전동 300인치 이하 | 제 3호표 음향 및 영상 부대시설 공사(스크린) | 전동 300인치 이하 | 대 |  |  |  | 8246892 | 0 |  |  |  |  | 0
E10410046003005004 | 제 4호표 음향 및 영상 부대시설 공사(스크린)리어 80인치 이하 | 제 4호표 음향 및 영상 부대시설 공사(스크린) | 리어 80인치 이하 | 대 |  |  |  | 1849251 | 0 |  |  |  |  | 0
E10410046003005005 | 제 5호표 음향 및 영상 부대시설 공사(스크린)리어 120인치 이하 | 제 5호표 음향 및 영상 부대시설 공사(스크린) | 리어 120인치 이하 | 대 |  |  |  | 2881654 | 0 |  |  |  |  | 0
E10410046003005006 | 제 6호표 음향 및 영상 부대시설 공사(스크린)리어 200인치 이하 | 제 6호표 음향 및 영상 부대시설 공사(스크린) | 리어 200인치 이하 | 대 |  |  |  | 5999571 | 0 |  |  |  |  | 0
E10410046003005007 | 제 7호표 음향 및 영상 부대시설 공사(스크린)고정 120인치 이하 | 제 7호표 음향 및 영상 부대시설 공사(스크린) | 고정 120인치 이하 | 대 |  |  |  | 1376776 | 0 |  |  |  |  | 0
E10410046003005008 | 제 8호표 음향 및 영상 부대시설 공사(스크린)고정 200인치 이하 | 제 8호표 음향 및 영상 부대시설 공사(스크린) | 고정 200인치 이하 | 대 |  |  |  | 2011109 | 0 |  |  |  |  | 0
E10410046003005009 | 제 9호표 음향 및 영상 부대시설 공사(스크린)고정 300인치 이하 | 제 9호표 음향 및 영상 부대시설 공사(스크린) | 고정 300인치 이하 | 대 |  |  |  | 4258430 | 0 |  |  |  |  | 0
E10410046003006001 | 제 1호표 음향 및 영상 부대시설 공사(Speaker)고정 30W 이하 | 제 1호표 음향 및 영상 부대시설 공사(Speaker) | 고정 30W 이하 | 대 |  |  |  | 89089.44 | 0 |  |  |  |  | 0
E10410046003006002 | 제 2호표 음향 및 영상 부대시설 공사(Speaker)고정 100W 이하 | 제 2호표 음향 및 영상 부대시설 공사(Speaker) | 고정 100W 이하 | 대 |  |  |  | 341728.92 | 0 |  |  |  |  | 0
E10410046003006003 | 제 3호표 음향 및 영상 부대시설 공사(Speaker)전동 100W 이하 | 제 3호표 음향 및 영상 부대시설 공사(Speaker) | 전동 100W 이하 | 대 |  |  |  | 683457.84 | 0 |  |  |  |  | 0
E10410011002002001 | 제 1호표 저압용 개폐기-마그넷 스위치30A 이하 | 제 1호표 저압용 개폐기-마그넷 스위치 | 30A 이하 | 개 |  |  |  | 80990.4 | 0 |  |  |  |  | 0
E10410011002002002 | 제 2호표 저압용 개폐기-마그넷 스위치50A 이하 | 제 2호표 저압용 개폐기-마그넷 스위치 | 50A 이하 | 개 |  |  |  | 121485.6 | 0 |  |  |  |  | 0
E10410011002002003 | 제 3호표 저압용 개폐기-마그넷 스위치100A 이하 | 제 3호표 저압용 개폐기-마그넷 스위치 | 100A 이하 | 개 |  |  |  | 161980.8 | 0 |  |  |  |  | 0
E10410011002002004 | 제 4호표 저압용 개폐기-마그넷 스위치225A 이하 | 제 4호표 저압용 개폐기-마그넷 스위치 | 225A 이하 | 개 |  |  |  | 215974.4 | 0 |  |  |  |  | 0
E10410011002002005 | 제 5호표 저압용 개폐기-마그넷 스위치300A 이하 | 제 5호표 저압용 개폐기-마그넷 스위치 | 300A 이하 | 개 |  |  |  | 283466.4 | 0 |  |  |  |  | 0
E10410011002002006 | 제 6호표 저압용 개폐기-마그넷 스위치400A 이하 | 제 6호표 저압용 개폐기-마그넷 스위치 | 400A 이하 | 개 |  |  |  | 337460 | 0 |  |  |  |  | 0
E10410011002002007 | 제 7호표 저압용 개폐기-마그넷 스위치600A 이하 | 제 7호표 저압용 개폐기-마그넷 스위치 | 600A 이하 | 개 |  |  |  | 458945.6 | 0 |  |  |  |  | 0
E10410011002002008 | 제 8호표 저압용 개폐기-마그넷 스위치800A 이하 | 제 8호표 저압용 개폐기-마그넷 스위치 | 800A 이하 | 개 |  |  |  | 593929.6 | 0 |  |  |  |  | 0
E10410010001001001 | 제 1호표 배선용 차단기(1P)용량 30AF 이하 | 제 1호표 배선용 차단기(1P) | 용량 30AF 이하 | 개 |  |  |  | 91789.12 | 0 |  |  |  |  | 0
E10410010001001002 | 제 2호표 배선용 차단기(1P)용량 50AF 이하 | 제 2호표 배선용 차단기(1P) | 용량 50AF 이하 | 개 |  |  |  | 116086.24 | 0 |  |  |  |  | 0
E10410010001001003 | 제 3호표 배선용 차단기(1P)용량 100AF 이하 | 제 3호표 배선용 차단기(1P) | 용량 100AF 이하 | 개 |  |  |  | 156581.44 | 0 |  |  |  |  | 0
E10410010001001004 | 제 4호표 배선용 차단기(1P)용량 225AF 이하 | 제 4호표 배선용 차단기(1P) | 용량 225AF 이하 | 개 |  |  |  | 199776.32 | 0 |  |  |  |  | 0
E10410010001002001 | 제 1호표 배선용 차단기(2P)용량 30AF 이하 | 제 1호표 배선용 차단기(2P) | 용량 30AF 이하 | 개 |  |  |  | 116086.24 | 0 |  |  |  |  | 0
E10410010001002002 | 제 2호표 배선용 차단기(2P)용량 50AF 이하 | 제 2호표 배선용 차단기(2P) | 용량 50AF 이하 | 개 |  |  |  | 156581.44 | 0 |  |  |  |  | 0
E10410010001002003 | 제 3호표 배선용 차단기(2P)용량 100AF 이하 | 제 3호표 배선용 차단기(2P) | 용량 100AF 이하 | 개 |  |  |  | 199776.32 | 0 |  |  |  |  | 0
E10410010001002004 | 제 4호표 배선용 차단기(2P)용량 225AF 이하 | 제 4호표 배선용 차단기(2P) | 용량 225AF 이하 | 개 |  |  |  | 280766.72 | 0 |  |  |  |  | 0
E10410010001002005 | 제 5호표 배선용 차단기(2P)용량 400AF 이하 | 제 5호표 배선용 차단기(2P) | 용량 400AF 이하 | 개 |  |  |  | 445447.2 | 0 |  |  |  |  | 0
E10410010001002006 | 제 6호표 배선용 차단기(2P)용량 600AF 이하 | 제 6호표 배선용 차단기(2P) | 용량 600AF 이하 | 개 |  |  |  | 523737.92 | 0 |  |  |  |  | 0
E10410010001002007 | 제 7호표 배선용 차단기(2P)용량 800AF 이하 | 제 7호표 배선용 차단기(2P) | 용량 800AF 이하 | 개 |  |  |  | 604728.32 | 0 |  |  |  |  | 0
E10410010001003001 | 제 1호표 배선용 차단기(3P)용량 30AF 이하 | 제 1호표 배선용 차단기(3P) | 용량 30AF 이하 | 개 |  |  |  | 145782.72 | 0 |  |  |  |  | 0
E10410010001003002 | 제 2호표 배선용 차단기(3P)용량 50AF 이하 | 제 2호표 배선용 차단기(3P) | 용량 50AF 이하 | 개 |  |  |  | 199776.32 | 0 |  |  |  |  | 0
E10410010001003003 | 제 3호표 배선용 차단기(3P)용량 100AF 이하 | 제 3호표 배선용 차단기(3P) | 용량 100AF 이하 | 개 |  |  |  | 280766.72 | 0 |  |  |  |  | 0
E10410010001003004 | 제 4호표 배선용 차단기(3P)용량 225AF 이하 | 제 4호표 배선용 차단기(3P) | 용량 225AF 이하 | 개 |  |  |  | 364456.8 | 0 |  |  |  |  | 0
E10410010001003005 | 제 5호표 배선용 차단기(3P)용량 400AF 이하 | 제 5호표 배선용 차단기(3P) | 용량 400AF 이하 | 개 |  |  |  | 526437.6 | 0 |  |  |  |  | 0
E10410010001003006 | 제 6호표 배선용 차단기(3P)용량 600AF 이하 | 제 6호표 배선용 차단기(3P) | 용량 600AF 이하 | 개 |  |  |  | 604728.32 | 0 |  |  |  |  | 0
E10410010001003007 | 제 7호표 배선용 차단기(3P)용량 800AF 이하 | 제 7호표 배선용 차단기(3P) | 용량 800AF 이하 | 개 |  |  |  | 688418.4 | 0 |  |  |  |  | 0
E10410011001001001 | 제 1호표 배선용 차단기30AF 이하 | 제 1호표 배선용 차단기 | 30AF 이하 | 개 |  |  |  | 51293.92 | 0 |  |  |  |  | 0
E10410011001001002 | 제 2호표 배선용 차단기50AF 이하 | 제 2호표 배선용 차단기 | 50AF 이하 | 개 |  |  |  | 70191.68 | 0 |  |  |  |  | 0
E10410011001001003 | 제 3호표 배선용 차단기100AF 이하 | 제 3호표 배선용 차단기 | 100AF 이하 | 개 |  |  |  | 97188.48 | 0 |  |  |  |  | 0
E10410011001001004 | 제 4호표 배선용 차단기225AF 이하 | 제 4호표 배선용 차단기 | 225AF 이하 | 개 |  |  |  | 126884.96 | 0 |  |  |  |  | 0
E10410011001001005 | 제 5호표 배선용 차단기400AF 이하 | 제 5호표 배선용 차단기 | 400AF 이하 | 개 |  |  |  | 183578.24 | 0 |  |  |  |  | 0
E10410011001001006 | 제 6호표 배선용 차단기600AF 이하 | 제 6호표 배선용 차단기 | 600AF 이하 | 개 |  |  |  | 210575.04 | 0 |  |  |  |  | 0
E10410011001001007 | 제 7호표 배선용 차단기800AF 이하 | 제 7호표 배선용 차단기 | 800AF 이하 | 개 |  |  |  | 240271.52 | 0 |  |  |  |  | 0
E10410016001001001 | 제 1호표 백열등기구 설치(60W 이하)직부등 | 제 1호표 백열등기구 설치(60W 이하) | 직부등 | 등 |  |  |  | 48594.24 | 0 |  |  |  |  | 0
E10410016001001002 | 제 2호표 백열등기구 설치(60W 이하)매입등 | 제 2호표 백열등기구 설치(60W 이하) | 매입등 | 등 |  |  |  | 66142.16 | 0 |  |  |  |  | 0
E10410016001001003 | 제 3호표 백열등기구 설치(60W 이하)매입루바부 | 제 3호표 백열등기구 설치(60W 이하) | 매입루바부 | 등 |  |  |  | 66142.16 | 0 |  |  |  |  | 0
E10410016001001004 | 제 4호표 백열등기구 설치(60W 이하)파이프펜던트 | 제 4호표 백열등기구 설치(60W 이하) | 파이프펜던트 | 등 |  |  |  | 45894.56 | 0 |  |  |  |  | 0
E10410016001001005 | 제 5호표 백열등기구 설치(60W 이하)코드 펜던트 | 제 5호표 백열등기구 설치(60W 이하) | 코드 펜던트 | 등 |  |  |  | 29426.512 | 0 |  |  |  |  | 0
E10410016001001006 | 제 6호표 백열등기구 설치(60W 이하)체인 펜던트 | 제 6호표 백열등기구 설치(60W 이하) | 체인 펜던트 | 등 |  |  |  | 45894.56 | 0 |  |  |  |  | 0
E10410016001001007 | 제 7호표 백열등기구 설치(60W 이하)부래킷등 | 제 7호표 백열등기구 설치(60W 이하) | 부래킷등 | 등 |  |  |  | 40495.2 | 0 |  |  |  |  | 0
E10410016001001008 | 제 8호표 백열등기구 설치(60W 이하)리셉터클 | 제 8호표 백열등기구 설치(60W 이하) | 리셉터클 | 등 |  |  |  | 26996.8 | 0 |  |  |  |  | 0
E10410016001002001 | 제 1호표 백열등기구 설치(100W 이상)직부등 | 제 1호표 백열등기구 설치(100W 이상) | 직부등 | 등 |  |  |  | 51293.92 | 0 |  |  |  |  | 0
E10410016001002002 | 제 2호표 백열등기구 설치(100W 이상)매입등 | 제 2호표 백열등기구 설치(100W 이상) | 매입등 | 등 |  |  |  | 69381.776 | 0 |  |  |  |  | 0
E10410016001002003 | 제 3호표 백열등기구 설치(100W 이상)매입루바등 | 제 3호표 백열등기구 설치(100W 이상) | 매입루바등 | 등 |  |  |  | 69381.776 | 0 |  |  |  |  | 0
E10410016001002004 | 제 4호표 백열등기구 설치(100W 이상)파이프펜던트 | 제 4호표 백열등기구 설치(100W 이상) | 파이프펜던트 | 등 |  |  |  | 48324.272 | 0 |  |  |  |  | 0
E10410016001002005 | 제 5호표 백열등기구 설치(100W 이상)코드 펜던트 | 제 5호표 백열등기구 설치(100W 이상) | 코드 펜던트 | 등 |  |  |  | 39685.296 | 0 |  |  |  |  | 0
E10410016001002006 | 제 6호표 백열등기구 설치(100W 이상)체인 펜던트 | 제 6호표 백열등기구 설치(100W 이상) | 체인 펜던트 | 등 |  |  |  | 48324.272 | 0 |  |  |  |  | 0
E10410016001002007 | 제 7호표 백열등기구 설치(100W 이상)부래킷등 | 제 7호표 백열등기구 설치(100W 이상) | 부래킷등 | 등 |  |  |  | 42654.944 | 0 |  |  |  |  | 0
E10410016001002008 | 제 8호표 백열등기구 설치(100W 이상)투광기(리프렉터부) | 제 8호표 백열등기구 설치(100W 이상) | 투광기(리프렉터부) | 등 |  |  |  | 133634.16 | 0 |  |  |  |  | 0
E10410016001002009 | 제 9호표 백열등기구 설치(100W 이상)샹들리에(2등용) | 제 9호표 백열등기구 설치(100W 이상) | 샹들리에(2등용) | 등 |  |  |  | 140383.36 | 0 |  |  |  |  | 0
E10410017001001001 | 제 1호표 형광등기구 설치(직부형)10W이하 X 1 | 제 1호표 형광등기구 설치(직부형) | 10W이하 X 1 | 등 |  |  |  | 33206.064 | 0 |  |  |  |  | 0
E10410017001001002 | 제 2호표 형광등기구 설치(직부형)20W이하 X 1 | 제 2호표 형광등기구 설치(직부형) | 20W이하 X 1 | 등 |  |  |  | 38065.488 | 0 |  |  |  |  | 0
E10410017001001003 | 제 3호표 형광등기구 설치(직부형)20W이하 X 2 | 제 3호표 형광등기구 설치(직부형) | 20W이하 X 2 | 등 |  |  |  | 47784.336 | 0 |  |  |  |  | 0
E10410017001001004 | 제 4호표 형광등기구 설치(직부형)20W이하 X 3 | 제 4호표 형광등기구 설치(직부형) | 20W이하 X 3 | 등 |  |  |  | 60202.864 | 0 |  |  |  |  | 0
E10410017001001005 | 제 5호표 형광등기구 설치(직부형)20W이하 X 4 | 제 5호표 형광등기구 설치(직부형) | 20W이하 X 4 | 등 |  |  |  | 87199.664 | 0 |  |  |  |  | 0
E10410017001001006 | 제 6호표 형광등기구 설치(직부형)30W이하 X 1 | 제 6호표 형광등기구 설치(직부형) | 30W이하 X 1 | 등 |  |  |  | 40495.2 | 0 |  |  |  |  | 0
E10410017001001007 | 제 7호표 형광등기구 설치(직부형)30W이하 X 2 | 제 7호표 형광등기구 설치(직부형) | 30W이하 X 2 | 등 |  |  |  | 51023.952 | 0 |  |  |  |  | 0
E10410017001001008 | 제 8호표 형광등기구 설치(직부형)40W이하 X 1 | 제 8호표 형광등기구 설치(직부형) | 40W이하 X 1 | 등 |  |  |  | 60202.864 | 0 |  |  |  |  | 0
E10410017001001009 | 제 9호표 형광등기구 설치(직부형)40W이하 X 2 | 제 9호표 형광등기구 설치(직부형) | 40W이하 X 2 | 등 |  |  |  | 74781.136 | 0 |  |  |  |  | 0
E10410017001001010 | 제 10호표 형광등기구 설치(직부형)40W이하 X 3 | 제 10호표 형광등기구 설치(직부형) | 40W이하 X 3 | 등 |  |  |  | 96918.512 | 0 |  |  |  |  | 0
E10410017001001011 | 제 11호표 형광등기구 설치(직부형)40W이하 X 4 | 제 11호표 형광등기구 설치(직부형) | 40W이하 X 4 | 등 |  |  |  | 126345.024 | 0 |  |  |  |  | 0
E10410017001001012 | 제 12호표 형광등기구 설치(직부형)110W이하 X 1 | 제 12호표 형광등기구 설치(직부형) | 110W이하 X 1 | 등 |  |  |  | 111766.752 | 0 |  |  |  |  | 0
E10410017001001013 | 제 13호표 형광등기구 설치(직부형)110W이하 X 2 | 제 13호표 형광등기구 설치(직부형) | 110W이하 X 2 | 등 |  |  |  | 136333.84 | 0 |  |  |  |  | 0
E10410017001002001 | 제 1호표 형광등기구 설치(펜던트형)10W이하 X 1 | 제 1호표 형광등기구 설치(펜던트형) | 10W이하 X 1 | 등 |  |  |  | 40495.2 | 0 |  |  |  |  | 0
E10410017001002002 | 제 2호표 형광등기구 설치(펜던트형)20W이하 X 1 | 제 2호표 형광등기구 설치(펜던트형) | 20W이하 X 1 | 등 |  |  |  | 45354.624 | 0 |  |  |  |  | 0
E10410017001002003 | 제 3호표 형광등기구 설치(펜던트형)20W이하 X 2 | 제 3호표 형광등기구 설치(펜던트형) | 20W이하 X 2 | 등 |  |  |  | 57908.136 | 0 |  |  |  |  | 0
E10410017001002004 | 제 4호표 형광등기구 설치(펜던트형)30W이하 X 1 | 제 4호표 형광등기구 설치(펜던트형) | 30W이하 X 1 | 등 |  |  |  | 47784.336 | 0 |  |  |  |  | 0
E10410017001002005 | 제 5호표 형광등기구 설치(펜던트형)40W이하 X 1 | 제 5호표 형광등기구 설치(펜던트형) | 40W이하 X 1 | 등 |  |  |  | 72351.424 | 0 |  |  |  |  | 0
E10410017001002006 | 제 6호표 형광등기구 설치(펜던트형)40W이하 X 2 | 제 6호표 형광등기구 설치(펜던트형) | 40W이하 X 2 | 등 |  |  |  | 89629.376 | 0 |  |  |  |  | 0
E10410017001002007 | 제 7호표 형광등기구 설치(펜던트형)40W이하 X 3 | 제 7호표 형광등기구 설치(펜던트형) | 40W이하 X 3 | 등 |  |  |  | 116626.176 | 0 |  |  |  |  | 0
E10410017001002008 | 제 8호표 형광등기구 설치(펜던트형)110W이하 X 1 | 제 8호표 형광등기구 설치(펜던트형) | 110W이하 X 1 | 등 |  |  |  | 133634.16 | 0 |  |  |  |  | 0
E10410017001002009 | 제 9호표 형광등기구 설치(펜던트형)110W이하 X 2 | 제 9호표 형광등기구 설치(펜던트형) | 110W이하 X 2 | 등 |  |  |  | 162250.768 | 0 |  |  |  |  | 0
E10410017001003001 | 제 1호표 형광등기구 설치(매입 및 반매입형)10W이하 X 1 | 제 1호표 형광등기구 설치(매입 및 반매입형) | 10W이하 X 1 | 등 |  |  |  | 49134.176 | 0 |  |  |  |  | 0
E10410017001003002 | 제 2호표 형광등기구 설치(매입 및 반매입형)20W이하 X 1 | 제 2호표 형광등기구 설치(매입 및 반매입형) | 20W이하 X 1 | 등 |  |  |  | 57773.152 | 0 |  |  |  |  | 0
E10410017001003003 | 제 3호표 형광등기구 설치(매입 및 반매입형)20W이하 X 2 | 제 3호표 형광등기구 설치(매입 및 반매입형) | 20W이하 X 2 | 등 |  |  |  | 73701.264 | 0 |  |  |  |  | 0
E10410017001003004 | 제 4호표 형광등기구 설치(매입 및 반매입형)20W이하 X 3 | 제 4호표 형광등기구 설치(매입 및 반매입형) | 20W이하 X 3 | 등 |  |  |  | 90439.28 | 0 |  |  |  |  | 0
E10410017001003005 | 제 5호표 형광등기구 설치(매입 및 반매입형)20W이하 X 4 | 제 5호표 형광등기구 설치(매입 및 반매입형) | 20W이하 X 4 | 등 |  |  |  | 132014.352 | 0 |  |  |  |  | 0
E10410017001003006 | 제 6호표 형광등기구 설치(매입 및 반매입형)30W이하 X 1 | 제 6호표 형광등기구 설치(매입 및 반매입형) | 30W이하 X 1 | 등 |  |  |  | 61282.736 | 0 |  |  |  |  | 0
E10410017001003007 | 제 7호표 형광등기구 설치(매입 및 반매입형)30W이하 X 2 | 제 7호표 형광등기구 설치(매입 및 반매입형) | 30W이하 X 2 | 등 |  |  |  | 83690.08 | 0 |  |  |  |  | 0
E10410017001003008 | 제 8호표 형광등기구 설치(매입 및 반매입형)40W이하 X 1 | 제 8호표 형광등기구 설치(매입 및 반매입형) | 40W이하 X 1 | 등 |  |  |  | 91789.12 | 0 |  |  |  |  | 0
E10410017001003009 | 제 9호표 형광등기구 설치(매입 및 반매입형)40W이하 X 2 | 제 9호표 형광등기구 설치(매입 및 반매입형) | 40W이하 X 2 | 등 |  |  |  | 112846.624 | 0 |  |  |  |  | 0
E10410017001003010 | 제 10호표 형광등기구 설치(매입 및 반매입형)40W이하 X 3 | 제 10호표 형광등기구 설치(매입 및 반매입형) | 40W이하 X 3 | 등 |  |  |  | 147132.56 | 0 |  |  |  |  | 0
E10410017001003011 | 제 11호표 형광등기구 설치(매입 및 반매입형)40W이하 X 4 | 제 11호표 형광등기구 설치(매입 및 반매입형) | 40W이하 X 4 | 등 |  |  |  | 191677.28 | 0 |  |  |  |  | 0
E10410017001003012 | 제 12호표 형광등기구 설치(매입 및 반매입형)110W이하 X 1 | 제 12호표 형광등기구 설치(매입 및 반매입형) | 110W이하 X 1 | 등 |  |  |  | 169269.936 | 0 |  |  |  |  | 0
E10410017001003013 | 제 13호표 형광등기구 설치(매입 및 반매입형)110W이하 X 2 | 제 13호표 형광등기구 설치(매입 및 반매입형) | 110W이하 X 2 | 등 |  |  |  | 206255.552 | 0 |  |  |  |  | 0
E10410017004001001 | 제 1호표 LED 등기구 설치(직부등)15W 이하 | 제 1호표 LED 등기구 설치(직부등) | 15W 이하 | 개 |  |  |  | 31586.256 | 0 |  |  |  |  | 0
E10410017004001002 | 제 2호표 LED 등기구 설치(직부등)25W 이하 | 제 2호표 LED 등기구 설치(직부등) | 25W 이하 | 개 |  |  |  | 37255.584 | 0 |  |  |  |  | 0
E10410017004001003 | 제 3호표 LED 등기구 설치(직부등)35W 이하 | 제 3호표 LED 등기구 설치(직부등) | 35W 이하 | 개 |  |  |  | 44004.784 | 0 |  |  |  |  | 0
E10410017004001004 | 제 4호표 LED 등기구 설치(직부등)45W 이하 | 제 4호표 LED 등기구 설치(직부등) | 45W 이하 | 개 |  |  |  | 59662.928 | 0 |  |  |  |  | 0
E10410017004001005 | 제 5호표 LED 등기구 설치(직부등)55W 이하 | 제 5호표 LED 등기구 설치(직부등) | 55W 이하 | 개 |  |  |  | 68571.872 | 0 |  |  |  |  | 0
E10410017004002001 | 제 1호표 LED 등기구 설치(펜던트)15W 이하 | 제 1호표 LED 등기구 설치(펜던트) | 15W 이하 | 개 |  |  |  | 42654.944 | 0 |  |  |  |  | 0
E10410017004002002 | 제 2호표 LED 등기구 설치(펜던트)25W 이하 | 제 2호표 LED 등기구 설치(펜던트) | 25W 이하 | 개 |  |  |  | 44004.784 | 0 |  |  |  |  | 0
E10410017004002003 | 제 3호표 LED 등기구 설치(펜던트)35W 이하 | 제 3호표 LED 등기구 설치(펜던트) | 35W 이하 | 개 |  |  |  | 57503.184 | 0 |  |  |  |  | 0
E10410017004002004 | 제 4호표 LED 등기구 설치(펜던트)45W 이하 | 제 4호표 LED 등기구 설치(펜던트) | 45W 이하 | 개 |  |  |  | 67222.032 | 0 |  |  |  |  | 0
E10410017004003001 | 제 1호표 LED 등기구 설치(다운라이트)15W 이하 | 제 1호표 LED 등기구 설치(다운라이트) | 15W 이하 | 개 |  |  |  | 41845.04 | 0 |  |  |  |  | 0
E10410017004003002 | 제 2호표 LED 등기구 설치(다운라이트)25W 이하 | 제 2호표 LED 등기구 설치(다운라이트) | 25W 이하 | 개 |  |  |  | 49134.176 | 0 |  |  |  |  | 0
E10410017004003003 | 제 3호표 LED 등기구 설치(다운라이트)35W 이하 | 제 3호표 LED 등기구 설치(다운라이트) | 35W 이하 | 개 |  |  |  | 56153.344 | 0 |  |  |  |  | 0
E10410017004004001 | 제 1호표 LED 등기구 설치(매입 및 반매입)35W 이하 | 제 1호표 LED 등기구 설치(매입 및 반매입) | 35W 이하 | 개 |  |  |  | 65332.256 | 0 |  |  |  |  | 0
E10410017004004002 | 제 2호표 LED 등기구 설치(매입 및 반매입)45W 이하 | 제 2호표 LED 등기구 설치(매입 및 반매입) | 45W 이하 | 개 |  |  |  | 71001.584 | 0 |  |  |  |  | 0
E10410017004004003 | 제 3호표 LED 등기구 설치(매입 및 반매입)55W 이하 | 제 3호표 LED 등기구 설치(매입 및 반매입) | 55W 이하 | 개 |  |  |  | 82610.208 | 0 |  |  |  |  | 0
E10410017005001001 | 제 1호표 LED 투광등기구 설치100W이하 | 제 1호표 LED 투광등기구 설치 | 100W이하 | 개 |  |  |  | 56153.344 | 0 |  |  |  |  | 0
E10410017005001002 | 제 2호표 LED 투광등기구 설치150W이하 | 제 2호표 LED 투광등기구 설치 | 150W이하 | 개 |  |  |  | 72621.392 | 0 |  |  |  |  | 0
E10410017005001003 | 제 3호표 LED 투광등기구 설치250W이하 | 제 3호표 LED 투광등기구 설치 | 250W이하 | 개 |  |  |  | 87739.6 | 0 |  |  |  |  | 0
E10410017006001001 | 제 1호표 LED 보안등기구 설치50W이하 | 제 1호표 LED 보안등기구 설치 | 50W이하 | 개 |  |  |  | 49404.144 | 0 |  |  |  |  | 0
E10410017006001002 | 제 2호표 LED 보안등기구 설치100W이하 | 제 2호표 LED 보안등기구 설치 | 100W이하 | 개 |  |  |  | 55073.472 | 0 |  |  |  |  | 0
E10410018002001001 | 제 1호표 LED 가로등기구 설치100W 이하 | 제 1호표 LED 가로등기구 설치 | 100W 이하 | 개 |  |  |  | 55073.472 | 0 |  |  |  |  | 0
E10410018002001002 | 제 2호표 LED 가로등기구 설치150W 이하 | 제 2호표 LED 가로등기구 설치 | 150W 이하 | 개 |  |  |  | 57503.184 | 0 |  |  |  |  | 0
E10410018002001003 | 제 3호표 LED 가로등기구 설치200W 이하 | 제 3호표 LED 가로등기구 설치 | 200W 이하 | 개 |  |  |  | 59662.928 | 0 |  |  |  |  | 0
E10410018002001004 | 제 4호표 LED 가로등기구 설치250W 이하 | 제 4호표 LED 가로등기구 설치 | 250W 이하 | 개 |  |  |  | 61822.672 | 0 |  |  |  |  | 0
E10410018003001001 | 제 1호표 LED 터널등기구 설치100W 이하 | 제 1호표 LED 터널등기구 설치 | 100W 이하 | 개 |  |  |  | 56153.344 | 0 |  |  |  |  | 0
E10410018003001002 | 제 2호표 LED 터널등기구 설치150W 이하 | 제 2호표 LED 터널등기구 설치 | 150W 이하 | 개 |  |  |  | 58313.088 | 0 |  |  |  |  | 0
E10410018003001003 | 제 3호표 LED 터널등기구 설치200W 이하 | 제 3호표 LED 터널등기구 설치 | 200W 이하 | 개 |  |  |  | 60742.8 | 0 |  |  |  |  | 0
E10410018003001004 | 제 4호표 LED 터널등기구 설치250W 이하 | 제 4호표 LED 터널등기구 설치 | 250W 이하 | 개 |  |  |  | 62902.544 | 0 |  |  |  |  | 0
E10410039001005001 | 제 1호표 교통신호등 설치(LED 교통신호등)차량등(4색등 이하) | 제 1호표 교통신호등 설치(LED 교통신호등) | 차량등(4색등 이하) | 대 |  |  |  | 372457.6 | 0 |  |  |  |  | 0
E10410039001005002 | 제 2호표 교통신호등 설치(LED 교통신호등)보행등 | 제 2호표 교통신호등 설치(LED 교통신호등) | 보행등 | 대 |  |  |  | 113362 | 0 |  |  |  |  | 0
E10410039001005003 | 제 3호표 교통신호등 설치(LED 교통신호등)보행잔여시간 표시기 | 제 3호표 교통신호등 설치(LED 교통신호등) | 보행잔여시간 표시기 | 대 |  |  |  | 113362 | 0 |  |  |  |  | 0
E10410040003012001 | 제 1호표 가변정보 표지판(VMS) LED출력모듈3단 10열 | 제 1호표 가변정보 표지판(VMS) LED출력모듈 | 3단 10열 | 대 |  |  |  | 74793.66 | 0 |  |  |  |  | 0
E10410040003012002 | 제 2호표 가변정보 표지판(VMS) LED출력모듈2단 10열 | 제 2호표 가변정보 표지판(VMS) LED출력모듈 | 2단 10열 | 대 |  |  |  | 58147.98 | 0 |  |  |  |  | 0
E10410049001001001 | 제 1호표 LED 전광판 - | 제 1호표 LED 전광판 | - | ㎡ |  |  |  | 275367.36 | 0 |  |  |  |  | 0
E10410049001002001 | 제 1호표 LED 옥외전광판 설치(제어부)운영컴퓨터 | 제 1호표 LED 옥외전광판 설치(제어부) | 운영컴퓨터 | 대 |  |  |  | 202572.32 | 0 |  |  |  |  | 0
E10410049001002002 | 제 2호표 LED 옥외전광판 설치(제어부)신호분배기 | 제 2호표 LED 옥외전광판 설치(제어부) | 신호분배기 | 대 |  |  |  | 377955.2 | 0 |  |  |  |  | 0
E10410049001003001 | 제 1호표 LED 옥외전광판 설치(종합시험)- | 제 1호표 LED 옥외전광판 설치(종합시험) | - | 식 |  |  |  | 664924.16 | 0 |  |  |  |  | 0
E10410049001004001 | 제 1호표 LED 옥외전광판 설치(마감, 방수처리)- | 제 1호표 LED 옥외전광판 설치(마감, 방수처리) | - | ㎡ |  |  |  | 8099.04 | 0 |  |  |  |  | 0
E10417002004002001 | 제 1호표 열차 행선안내 게시기(LED방식)제어부 | 제 1호표 열차 행선안내 게시기(LED방식) | 제어부 | 대 |  |  |  | 438600 | 0 |  |  |  |  | 0
E10417002004002002 | 제 2호표 열차 행선안내 게시기(LED방식)표시부 | 제 2호표 열차 행선안내 게시기(LED방식) | 표시부 | 대 |  |  |  | 365659.25 | 0 |  |  |  |  | 0
E10417002004002003 | 제 3호표 열차 행선안내 게시기(LED방식)전원부 | 제 3호표 열차 행선안내 게시기(LED방식) | 전원부 | 대 |  |  |  | 336419.25 | 0 |  |  |  |  | 0
E10417002004002004 | 제 4호표 열차 행선안내 게시기(LED방식)함체 | 제 4호표 열차 행선안내 게시기(LED방식) | 함체 | 대 |  |  |  | 87911.1 | 0 |  |  |  |  | 0
E10410018001001001 | 제 1호표 방전등기구(투광기)100W 이하 | 제 1호표 방전등기구(투광기) | 100W 이하 | EA |  |  |  | 332060.64 | 0 |  |  |  |  | 0
E10410018001001002 | 제 2호표 방전등기구(투광기)200W 이하 | 제 2호표 방전등기구(투광기) | 200W 이하 | EA |  |  |  | 396852.96 | 0 |  |  |  |  | 0
E10410018001001003 | 제 3호표 방전등기구(투광기)250W 이하 | 제 3호표 방전등기구(투광기) | 250W 이하 | EA |  |  |  | 404952 | 0 |  |  |  |  | 0
E10410018001001004 | 제 4호표 방전등기구(투광기)300W 이하 | 제 4호표 방전등기구(투광기) | 300W 이하 | EA |  |  |  | 445447.2 | 0 |  |  |  |  | 0
E10410018001001005 | 제 5호표 방전등기구(투광기)400W 이하 | 제 5호표 방전등기구(투광기) | 400W 이하 | EA |  |  |  | 453546.24 | 0 |  |  |  |  | 0
E10410018001001006 | 제 6호표 방전등기구(투광기)700W 이하 | 제 6호표 방전등기구(투광기) | 700W 이하 | EA |  |  |  | 550734.72 | 0 |  |  |  |  | 0
E10410018001001007 | 제 7호표 방전등기구(투광기)1kW 이하 | 제 7호표 방전등기구(투광기) | 1kW 이하 | EA |  |  |  | 612827.36 | 0 |  |  |  |  | 0
E10410018001001008 | 제 8호표 방전등기구(투광기)1kW 초과 | 제 8호표 방전등기구(투광기) | 1kW 초과 | EA |  |  |  | 674920 | 0 |  |  |  |  | 0
E10410018001002001 | 제 1호표 방전등기구(직부등)100W 이하 | 제 1호표 방전등기구(직부등) | 100W 이하 | EA |  |  |  | 94488.8 | 0 |  |  |  |  | 0
E10410018001002002 | 제 2호표 방전등기구(직부등)200W 이하 | 제 2호표 방전등기구(직부등) | 200W 이하 | EA |  |  |  | 107987.2 | 0 |  |  |  |  | 0
E10410018001002003 | 제 3호표 방전등기구(직부등)250W 이하 | 제 3호표 방전등기구(직부등) | 250W 이하 | EA |  |  |  | 121485.6 | 0 |  |  |  |  | 0
E10410018001002004 | 제 4호표 방전등기구(직부등)300W 이하 | 제 4호표 방전등기구(직부등) | 300W 이하 | EA |  |  |  | 121485.6 | 0 |  |  |  |  | 0
E10410018001002005 | 제 5호표 방전등기구(직부등)400W 이하 | 제 5호표 방전등기구(직부등) | 400W 이하 | EA |  |  |  | 129584.64 | 0 |  |  |  |  | 0
E10410018001002006 | 제 6호표 방전등기구(직부등)700W 이하 | 제 6호표 방전등기구(직부등) | 700W 이하 | EA |  |  |  | 151182.08 | 0 |  |  |  |  | 0
E10410018001002007 | 제 7호표 방전등기구(직부등)1kW 이하 | 제 7호표 방전등기구(직부등) | 1kW 이하 | EA |  |  |  | 164680.48 | 0 |  |  |  |  | 0
E10410018001002008 | 제 8호표 방전등기구(직부등)1kW 초과 | 제 8호표 방전등기구(직부등) | 1kW 초과 | EA |  |  |  | 178178.88 | 0 |  |  |  |  | 0
E10410018001003001 | 제 1호표 방전등기구(현수등)100W 이하 | 제 1호표 방전등기구(현수등) | 100W 이하 | EA |  |  |  | 102587.84 | 0 |  |  |  |  | 0
E10410018001003002 | 제 2호표 방전등기구(현수등)200W 이하 | 제 2호표 방전등기구(현수등) | 200W 이하 | EA |  |  |  | 118785.92 | 0 |  |  |  |  | 0
E10410018001003003 | 제 3호표 방전등기구(현수등)250W 이하 | 제 3호표 방전등기구(현수등) | 250W 이하 | EA |  |  |  | 133634.16 | 0 |  |  |  |  | 0
E10410018001003004 | 제 4호표 방전등기구(현수등)300W 이하 | 제 4호표 방전등기구(현수등) | 300W 이하 | EA |  |  |  | 133634.16 | 0 |  |  |  |  | 0
E10410018001003005 | 제 5호표 방전등기구(현수등)400W 이하 | 제 5호표 방전등기구(현수등) | 400W 이하 | EA |  |  |  | 143083.04 | 0 |  |  |  |  | 0
E10410018001003006 | 제 6호표 방전등기구(현수등)700W 이하 | 제 6호표 방전등기구(현수등) | 700W 이하 | EA |  |  |  | 167380.16 | 0 |  |  |  |  | 0
E10410018001003007 | 제 7호표 방전등기구(현수등)1kW 이하 | 제 7호표 방전등기구(현수등) | 1kW 이하 | EA |  |  |  | 180878.56 | 0 |  |  |  |  | 0
E10410018001003008 | 제 8호표 방전등기구(현수등)1kW 초과 | 제 8호표 방전등기구(현수등) | 1kW 초과 | EA |  |  |  | 194376.96 | 0 |  |  |  |  | 0
E10410018001004001 | 제 1호표 방전등기구(매입등)100W 이하 | 제 1호표 방전등기구(매입등) | 100W 이하 | EA |  |  |  | 126884.96 | 0 |  |  |  |  | 0
E10410018001004002 | 제 2호표 방전등기구(매입등)200W 이하 | 제 2호표 방전등기구(매입등) | 200W 이하 | EA |  |  |  | 145782.72 | 0 |  |  |  |  | 0
E10410018001004003 | 제 3호표 방전등기구(매입등)250W 이하 | 제 3호표 방전등기구(매입등) | 250W 이하 | EA |  |  |  | 164680.48 | 0 |  |  |  |  | 0
E10410018001004004 | 제 4호표 방전등기구(매입등)300W 이하 | 제 4호표 방전등기구(매입등) | 300W 이하 | EA |  |  |  | 164680.48 | 0 |  |  |  |  | 0
E10410018001004005 | 제 5호표 방전등기구(매입등)400W 이하 | 제 5호표 방전등기구(매입등) | 400W 이하 | EA |  |  |  | 175479.2 | 0 |  |  |  |  | 0
E10410053001001001 | 제 1호표 금속 덕트 설치(단면적)60 X 30㎜ 이하(18㎠) | 제 1호표 금속 덕트 설치(단면적) | 60 X 30㎜ 이하(18㎠) | m |  |  |  | 40495.2 | 0 |  |  |  |  | 0
E10410053001001002 | 제 2호표 금속 덕트 설치(단면적)100 X 50㎜ 이하(50㎠) | 제 2호표 금속 덕트 설치(단면적) | 100 X 50㎜ 이하(50㎠) | m |  |  |  | 53993.6 | 0 |  |  |  |  | 0
E10410053001001003 | 제 3호표 금속 덕트 설치(단면적)100X 100㎜ 이하(100㎠) | 제 3호표 금속 덕트 설치(단면적) | 100X 100㎜ 이하(100㎠) | m |  |  |  | 80990.4 | 0 |  |  |  |  | 0
E10410053001001004 | 제 4호표 금속 덕트 설치(단면적)150 X 100㎜ 이하(150㎠) | 제 4호표 금속 덕트 설치(단면적) | 150 X 100㎜ 이하(150㎠) | m |  |  |  | 107987.2 | 0 |  |  |  |  | 0
E10410053001001005 | 제 5호표 금속 덕트 설치(단면적)200 X 100㎜ 이하(200㎠) | 제 5호표 금속 덕트 설치(단면적) | 200 X 100㎜ 이하(200㎠) | m |  |  |  | 121485.6 | 0 |  |  |  |  | 0
E10410053001001006 | 제 6호표 금속 덕트 설치(단면적)300 X 100㎜ 이하(300㎠) | 제 6호표 금속 덕트 설치(단면적) | 300 X 100㎜ 이하(300㎠) | m |  |  |  | 134984 | 0 |  |  |  |  | 0
E10410001001001001 | 제 1호표 합성수지 전선관14㎜이하 | 제 1호표 합성수지 전선관 | 14㎜이하 | m |  |  |  | 10798.72 | 0 |  |  |  |  | 0
E10410001001001002 | 제 2호표 합성수지 전선관16㎜이하 | 제 2호표 합성수지 전선관 | 16㎜이하 | m |  |  |  | 13498.4 | 0 |  |  |  |  | 0
E10410001001001003 | 제 3호표 합성수지 전선관22㎜이하 | 제 3호표 합성수지 전선관 | 22㎜이하 | m |  |  |  | 16198.08 | 0 |  |  |  |  | 0
E10410001001001004 | 제 4호표 합성수지 전선관28㎜이하 | 제 4호표 합성수지 전선관 | 28㎜이하 | m |  |  |  | 21597.44 | 0 |  |  |  |  | 0
E10410001001001005 | 제 5호표 합성수지 전선관36㎜이하 | 제 5호표 합성수지 전선관 | 36㎜이하 | m |  |  |  | 26996.8 | 0 |  |  |  |  | 0
E10410001001001006 | 제 6호표 합성수지 전선관42㎜이하 | 제 6호표 합성수지 전선관 | 42㎜이하 | m |  |  |  | 35095.84 | 0 |  |  |  |  | 0
E10410001001001007 | 제 7호표 합성수지 전선관54㎜이하 | 제 7호표 합성수지 전선관 | 54㎜이하 | m |  |  |  | 51293.92 | 0 |  |  |  |  | 0
E10410001001001008 | 제 8호표 합성수지 전선관70㎜이하 | 제 8호표 합성수지 전선관 | 70㎜이하 | m |  |  |  | 75591.04 | 0 |  |  |  |  | 0
E10410001001001009 | 제 9호표 합성수지 전선관82㎜이하 | 제 9호표 합성수지 전선관 | 82㎜이하 | m |  |  |  | 99888.16 | 0 |  |  |  |  | 0
E10410001001001010 | 제 10호표 합성수지 전선관92㎜이하 | 제 10호표 합성수지 전선관 | 92㎜이하 | m |  |  |  | 121485.6 | 0 |  |  |  |  | 0
E10410001001001011 | 제 11호표 합성수지 전선관104㎜이하 | 제 11호표 합성수지 전선관 | 104㎜이하 | m |  |  |  | 124185.28 | 0 |  |  |  |  | 0
E10410001001001012 | 제 12호표 합성수지 전선관125㎜이하 | 제 12호표 합성수지 전선관 | 125㎜이하 | m |  |  |  | 137683.68 | 0 |  |  |  |  | 0
E10410001001002001 | 제 1호표 후강 전선관16㎜이하 | 제 1호표 후강 전선관 | 16㎜이하 | m |  |  |  | 21597.44 | 0 |  |  |  |  | 0
E10410001001002002 | 제 2호표 후강 전선관22㎜이하 | 제 2호표 후강 전선관 | 22㎜이하 | m |  |  |  | 29696.48 | 0 |  |  |  |  | 0
E10410001001002003 | 제 3호표 후강 전선관28㎜이하 | 제 3호표 후강 전선관 | 28㎜이하 | m |  |  |  | 37795.52 | 0 |  |  |  |  | 0
E10410001001002004 | 제 4호표 후강 전선관36㎜이하 | 제 4호표 후강 전선관 | 36㎜이하 | m |  |  |  | 53993.6 | 0 |  |  |  |  | 0
E10410001001002005 | 제 5호표 후강 전선관42㎜이하 | 제 5호표 후강 전선관 | 42㎜이하 | m |  |  |  | 67492 | 0 |  |  |  |  | 0
E10410001001002006 | 제 6호표 후강 전선관54㎜이하 | 제 6호표 후강 전선관 | 54㎜이하 | m |  |  |  | 91789.12 | 0 |  |  |  |  | 0
E10410001001002007 | 제 7호표 후강 전선관70㎜이하 | 제 7호표 후강 전선관 | 70㎜이하 | m |  |  |  | 118785.92 | 0 |  |  |  |  | 0
E10410001001002008 | 제 8호표 후강 전선관82㎜이하 | 제 8호표 후강 전선관 | 82㎜이하 | m |  |  |  | 145782.72 | 0 |  |  |  |  | 0
E10410001001002009 | 제 9호표 후강 전선관92㎜이하 | 제 9호표 후강 전선관 | 92㎜이하 | m |  |  |  | 161980.8 | 0 |  |  |  |  | 0
E10410001001002010 | 제 10호표 후강 전선관104㎜이하 | 제 10호표 후강 전선관 | 104㎜이하 | m |  |  |  | 191677.28 | 0 |  |  |  |  | 0
E10410001001003001 | 제 1호표 금속가요 전선관16㎜이하 | 제 1호표 금속가요 전선관 | 16㎜이하 | m |  |  |  | 11878.592 | 0 |  |  |  |  | 0
E10410001001003002 | 제 2호표 금속가요 전선관22㎜이하 | 제 2호표 금속가요 전선관 | 22㎜이하 | m |  |  |  | 15928.112 | 0 |  |  |  |  | 0
E10410001001003003 | 제 3호표 금속가요 전선관28㎜이하 | 제 3호표 금속가요 전선관 | 28㎜이하 | m |  |  |  | 19437.696 | 0 |  |  |  |  | 0
E10410001001003004 | 제 4호표 금속가요 전선관36㎜이하 | 제 4호표 금속가요 전선관 | 36㎜이하 | m |  |  |  | 23487.216 | 0 |  |  |  |  | 0
E10410001001003005 | 제 5호표 금속가요 전선관42㎜이하 | 제 5호표 금속가요 전선관 | 42㎜이하 | m |  |  |  | 28076.672 | 0 |  |  |  |  | 0
E10410001001003006 | 제 6호표 금속가요 전선관54㎜이하 | 제 6호표 금속가요 전선관 | 54㎜이하 | m |  |  |  | 36715.648 | 0 |  |  |  |  | 0
E10410001001003007 | 제 7호표 금속가요 전선관70㎜이하 | 제 7호표 금속가요 전선관 | 70㎜이하 | m |  |  |  | 42115.008 | 0 |  |  |  |  | 0
E10410001001003008 | 제 8호표 금속가요 전선관82㎜이하 | 제 8호표 금속가요 전선관 | 82㎜이하 | m |  |  |  | 47514.368 | 0 |  |  |  |  | 0
E10410001001003009 | 제 9호표 금속가요 전선관92㎜이하 | 제 9호표 금속가요 전선관 | 92㎜이하 | m |  |  |  | 52913.728 | 0 |  |  |  |  | 0
E10410001001003010 | 제 10호표 금속가요 전선관104㎜이하 | 제 10호표 금속가요 전선관 | 104㎜이하 | m |  |  |  | 58313.088 | 0 |  |  |  |  | 0
E10410021001001001 | 제 1호표 박스커버박스커버 | 제 1호표 박스커버 | 박스커버 | 장 |  |  |  | 8099.04 | 0 |  |  |  |  | 0
E10410021001003001 | 제 1호표 박스용철판(데크플레이트 등) 구멍따기두께 2㎜ 이하 | 제 1호표 박스용철판(데크플레이트 등) 구멍따기 | 두께 2㎜ 이하 | 개 |  |  |  | 32396.16 | 0 |  |  |  |  | 0
E10410021001011001 | 제 1호표 박스용 석고판 구멍따기각종 두께 | 제 1호표 박스용 석고판 구멍따기 | 각종 두께 | 개 |  |  |  | 11068.688 | 0 |  |  |  |  | 0
E10410022001001001 | 제 1호표 박스(Box) 설치Concrete Box | 제 1호표 박스(Box) 설치 | Concrete Box | 개 |  |  |  | 32396.16 | 0 |  |  |  |  | 0
E10410022001001002 | 제 2호표 박스(Box) 설치Outlet Box | 제 2호표 박스(Box) 설치 | Outlet Box | 개 |  |  |  | 53993.6 | 0 |  |  |  |  | 0
E10410022001001003 | 제 3호표 박스(Box) 설치Switch Box(2개용이하) | 제 3호표 박스(Box) 설치 | Switch Box(2개용이하) | 개 |  |  |  | 53993.6 | 0 |  |  |  |  | 0
E10410022001001004 | 제 4호표 박스(Box) 설치Switch Box(3개용이상) | 제 4호표 박스(Box) 설치 | Switch Box(3개용이상) | 개 |  |  |  | 67492 | 0 |  |  |  |  | 0
E10410022001001005 | 제 5호표 박스(Box) 설치노출형 Box(콘크리트노출기준) | 제 5호표 박스(Box) 설치 | 노출형 Box(콘크리트노출기준) | 개 |  |  |  | 78290.72 | 0 |  |  |  |  | 0
E10410022001001006 | 제 6호표 박스(Box) 설치플로어박스 | 제 6호표 박스(Box) 설치 | 플로어박스 | 개 |  |  |  | 53993.6 | 0 |  |  |  |  | 0
E10410022001001007 | 제 7호표 박스(Box) 설치연결용 박스 | 제 7호표 박스(Box) 설치 | 연결용 박스 | 개 |  |  |  | 10798.72 | 0 |  |  |  |  | 0
E10410033001001001 | 제 1호표 풀박스(Pull Box) 설치(천정면)100㎜X100㎜X100㎜이하 | 제 1호표 풀박스(Pull Box) 설치(천정면) | 100㎜X100㎜X100㎜이하 | 개 |  |  |  | 10798.72 | 0 |  |  |  |  | 0
E10410033001001002 | 제 2호표 풀박스(Pull Box) 설치(천정면)250㎜X250㎜X200㎜이하 | 제 2호표 풀박스(Pull Box) 설치(천정면) | 250㎜X250㎜X200㎜이하 | 개 |  |  |  | 59392.96 | 0 |  |  |  |  | 0
E10410033001001003 | 제 3호표 풀박스(Pull Box) 설치(천정면)400㎜X400㎜X300㎜이하 | 제 3호표 풀박스(Pull Box) 설치(천정면) | 400㎜X400㎜X300㎜이하 | 개 |  |  |  | 94488.8 | 0 |  |  |  |  | 0
E10410033001001004 | 제 4호표 풀박스(Pull Box) 설치(천정면)700㎜X700㎜X400㎜이하 | 제 4호표 풀박스(Pull Box) 설치(천정면) | 700㎜X700㎜X400㎜이하 | 개 |  |  |  | 178178.88 | 0 |  |  |  |  | 0
E10410033001001005 | 제 5호표 풀박스(Pull Box) 설치(천정면)1000㎜X1000㎜X150㎜이하 | 제 5호표 풀박스(Pull Box) 설치(천정면) | 1000㎜X1000㎜X150㎜이하 | 개 |  |  |  | 256469.6 | 0 |  |  |  |  | 0
E10410033001001006 | 제 6호표 풀박스(Pull Box) 설치(천정면)1200㎜X1200㎜X150㎜이하 | 제 6호표 풀박스(Pull Box) 설치(천정면) | 1200㎜X1200㎜X150㎜이하 | 개 |  |  |  | 350958.4 | 0 |  |  |  |  | 0
E10410033001001007 | 제 7호표 풀박스(Pull Box) 설치(천정면)1500㎜X1500㎜X250㎜이하 | 제 7호표 풀박스(Pull Box) 설치(천정면) | 1500㎜X1500㎜X250㎜이하 | 개 |  |  |  | 674920 | 0 |  |  |  |  | 0
E10410033001001008 | 제 8호표 풀박스(Pull Box) 설치(천정면)2000㎜X2000㎜X300㎜이하 | 제 8호표 풀박스(Pull Box) 설치(천정면) | 2000㎜X2000㎜X300㎜이하 | 개 |  |  |  | 1268849.6 | 0 |  |  |  |  | 0
E10410033001002001 | 제 1호표 풀박스(Pull Box) 설치(벽면)100㎜X100㎜X100㎜이하 | 제 1호표 풀박스(Pull Box) 설치(벽면) | 100㎜X100㎜X100㎜이하 | 개 |  |  |  | 45894.56 | 0 |  |  |  |  | 0
E10410033001002002 | 제 2호표 풀박스(Pull Box) 설치(벽면)250㎜X250㎜X200㎜이하 | 제 2호표 풀박스(Pull Box) 설치(벽면) | 250㎜X250㎜X200㎜이하 | 개 |  |  |  | 148482.4 | 0 |  |  |  |  | 0
E10410033001002003 | 제 3호표 풀박스(Pull Box) 설치(벽면)400㎜X400㎜X300㎜이하 | 제 3호표 풀박스(Pull Box) 설치(벽면) | 400㎜X400㎜X300㎜이하 | 개 |  |  |  | 178178.88 | 0 |  |  |  |  | 0
E10410033001002004 | 제 4호표 풀박스(Pull Box) 설치(벽면)700㎜X700㎜X400㎜이하 | 제 4호표 풀박스(Pull Box) 설치(벽면) | 700㎜X700㎜X400㎜이하 | 개 |  |  |  | 256469.6 | 0 |  |  |  |  | 0
E10410033001002005 | 제 5호표 풀박스(Pull Box) 설치(벽면)1000㎜X1000㎜X150㎜이하 | 제 5호표 풀박스(Pull Box) 설치(벽면) | 1000㎜X1000㎜X150㎜이하 | 개 |  |  |  | 332060.64 | 0 |  |  |  |  | 0
E10410033001002006 | 제 6호표 풀박스(Pull Box) 설치(벽면)1200㎜X1200㎜X150㎜이하 | 제 6호표 풀박스(Pull Box) 설치(벽면) | 1200㎜X1200㎜X150㎜이하 | 개 |  |  |  | 421150.08 | 0 |  |  |  |  | 0
E10410033001002007 | 제 7호표 풀박스(Pull Box) 설치(벽면)1500㎜X1500㎜X250㎜이하 | 제 7호표 풀박스(Pull Box) 설치(벽면) | 1500㎜X1500㎜X250㎜이하 | 개 |  |  |  | 809904 | 0 |  |  |  |  | 0
E10410033001002008 | 제 8호표 풀박스(Pull Box) 설치(벽면)2000㎜X2000㎜X300㎜이하 | 제 8호표 풀박스(Pull Box) 설치(벽면) | 2000㎜X2000㎜X300㎜이하 | 개 |  |  |  | 1522619.52 | 0 |  |  |  |  | 0
E10410044001002001 | 제 1호표 시스템 박스콘크리트매입 전선관용 | 제 1호표 시스템 박스 | 콘크리트매입 전선관용 | 개 |  |  |  | 170079.84 | 0 |  |  |  |  | 0
E10410044001002002 | 제 2호표 시스템 박스콘크리트매입 데크플레이트용 | 제 2호표 시스템 박스 | 콘크리트매입 데크플레이트용 | 개 |  |  |  | 110686.88 | 0 |  |  |  |  | 0
E10410044001002003 | 제 3호표 시스템 박스액세스 플로어용 | 제 3호표 시스템 박스 | 액세스 플로어용 | 개 |  |  |  | 67492 | 0 |  |  |  |  | 0
E10409001008001001 | 제 1호표 인력 터파기(보통토사)깊이 1m 미만 | 제 1호표 인력 터파기(보통토사) | 깊이 1m 미만 | ㎥ |  |  |  | 32371.6 | 0 |  |  |  |  | 0
E10409001008001002 | 제 2호표 인력 터파기(보통토사)1m 이상 ~ 2m 미만 | 제 2호표 인력 터파기(보통토사) | 1m 이상 ~ 2m 미만 | ㎥ |  |  |  | 43701.66 | 0 |  |  |  |  | 0
E10409001008001003 | 제 3호표 인력 터파기(보통토사)2m 이상 ~ 3m 미만 | 제 3호표 인력 터파기(보통토사) | 2m 이상 ~ 3m 미만 | ㎥ |  |  |  | 55031.72 | 0 |  |  |  |  | 0
E10409001008002001 | 제 1호표 인력 터파기(경질토사)깊이 1m 미만 | 제 1호표 인력 터파기(경질토사) | 깊이 1m 미만 | ㎥ |  |  |  | 42083.08 | 0 |  |  |  |  | 0
E10409001008002002 | 제 2호표 인력 터파기(경질토사)1m 이상 ~ 2m 미만 | 제 2호표 인력 터파기(경질토사) | 1m 이상 ~ 2m 미만 | ㎥ |  |  |  | 56650.3 | 0 |  |  |  |  | 0
E10409001008002003 | 제 3호표 인력 터파기(경질토사)2m 이상 ~ 3m 미만 | 제 3호표 인력 터파기(경질토사) | 2m 이상 ~ 3m 미만 | ㎥ |  |  |  | 71217.52 | 0 |  |  |  |  | 0
E10409001008003001 | 제 1호표 인력 터파기(고사점토 및 자갈섞인 토사)깊이 1m 미만 | 제 1호표 인력 터파기(고사점토 및 자갈섞인 토사) | 깊이 1m 미만 | ㎥ |  |  |  | 51794.56 | 0 |  |  |  |  | 0
E10409001008003002 | 제 2호표 인력 터파기(고사점토 및 자갈섞인 토사)1m 이상 ~ 2m 미만 | 제 2호표 인력 터파기(고사점토 및 자갈섞인 토사) | 1m 이상 ~ 2m 미만 | ㎥ |  |  |  | 69598.94 | 0 |  |  |  |  | 0
E10409001008003003 | 제 3호표 인력 터파기(고사점토 및 자갈섞인 토사)2m 이상 ~ 3m 미만 | 제 3호표 인력 터파기(고사점토 및 자갈섞인 토사) | 2m 이상 ~ 3m 미만 | ㎥ |  |  |  | 87403.32 | 0 |  |  |  |  | 0
E10409001008004001 | 제 1호표 인력 터파기(호박돌 섞인 토사)깊이 1m 미만 | 제 1호표 인력 터파기(호박돌 섞인 토사) | 깊이 1m 미만 | ㎥ |  |  |  | 92259.06 | 0 |  |  |  |  | 0
E10409001008004002 | 제 2호표 인력 터파기(호박돌 섞인 토사)1m 이상 ~ 2m 미만 | 제 2호표 인력 터파기(호박돌 섞인 토사) | 1m 이상 ~ 2m 미만 | ㎥ |  |  |  | 124630.66 | 0 |  |  |  |  | 0
E10409001008004003 | 제 3호표 인력 터파기(호박돌 섞인 토사)2m 이상 ~ 3m 미만 | 제 3호표 인력 터파기(호박돌 섞인 토사) | 2m 이상 ~ 3m 미만 | ㎥ |  |  |  | 157002.26 | 0 |  |  |  |  | 0
E10409001008005001 | 제 1호표 인력 터파기(연암 및 풍화암)깊이 1m 미만 | 제 1호표 인력 터파기(연암 및 풍화암) | 깊이 1m 미만 | ㎥ |  |  |  | 463129.6 | 0 |  |  |  |  | 0
E10409001008005002 | 제 2호표 인력 터파기(연암 및 풍화암)1m 이상 ~ 2m 미만 | 제 2호표 인력 터파기(연암 및 풍화암) | 1m 이상 ~ 2m 미만 | ㎥ |  |  |  | 521020.8 | 0 |  |  |  |  | 0
E10409001008005003 | 제 3호표 인력 터파기(연암 및 풍화암)2m 이상 ~ 3m 미만 | 제 3호표 인력 터파기(연암 및 풍화암) | 2m 이상 ~ 3m 미만 | ㎥ |  |  |  | 578912 | 0 |  |  |  |  | 0
E10409001008006001 | 제 1호표 인력 터파기(보통암)깊이 1m 미만 | 제 1호표 인력 터파기(보통암) | 깊이 1m 미만 | ㎥ |  |  |  | 694694.4 | 0 |  |  |  |  | 0
E10409001008006002 | 제 2호표 인력 터파기(보통암)1m 이상 ~ 2m 미만 | 제 2호표 인력 터파기(보통암) | 1m 이상 ~ 2m 미만 | ㎥ |  |  |  | 752585.6 | 0 |  |  |  |  | 0
E10409001008006003 | 제 3호표 인력 터파기(보통암)2m 이상 ~ 3m 미만 | 제 3호표 인력 터파기(보통암) | 2m 이상 ~ 3m 미만 | ㎥ |  |  |  | 810476.8 | 0 |  |  |  |  | 0
E10409001008007001 | 제 1호표 인력 터파기(경암)깊이 1m 미만 | 제 1호표 인력 터파기(경암) | 깊이 1m 미만 | ㎥ |  |  |  | 1208863.2 | 0 |  |  |  |  | 0
E10409001008007002 | 제 2호표 인력 터파기(경암)1m 이상 ~ 2m 미만 | 제 2호표 인력 터파기(경암) | 1m 이상 ~ 2m 미만 | ㎥ |  |  |  | 1676659.7 | 0 |  |  |  |  | 0
E10409001008007003 | 제 3호표 인력 터파기(경암)2m 이상 ~ 3m 미만 | 제 3호표 인력 터파기(경암) | 2m 이상 ~ 3m 미만 | ㎥ |  |  |  | 2144456.2 | 0 |  |  |  |  | 0
E10409004001001001 | 제 1호표 인력 건주(콘크리트주)5m 이하 | 제 1호표 인력 건주(콘크리트주) | 5m 이하 | 본 |  |  |  | 365775.79 | 0 |  |  |  |  | 0
E10409004001001002 | 제 2호표 인력 건주(콘크리트주)6m 이하 | 제 2호표 인력 건주(콘크리트주) | 6m 이하 | 본 |  |  |  | 405391.14 | 0 |  |  |  |  | 0
E10409004001001003 | 제 3호표 인력 건주(콘크리트주)7m 이하 | 제 3호표 인력 건주(콘크리트주) | 7m 이하 | 본 |  |  |  | 695173.39 | 0 |  |  |  |  | 0
E10409004001001004 | 제 4호표 인력 건주(콘크리트주)8m 이하 | 제 4호표 인력 건주(콘크리트주) | 8m 이하 | 본 |  |  |  | 936675.02 | 0 |  |  |  |  | 0
E10409004001001005 | 제 5호표 인력 건주(콘크리트주)9m 이하 | 제 5호표 인력 건주(콘크리트주) | 9m 이하 | 본 |  |  |  | 984758.58 | 0 |  |  |  |  | 0
E10409004001001006 | 제 6호표 인력 건주(콘크리트주)10m 이하 | 제 6호표 인력 건주(콘크리트주) | 10m 이하 | 본 |  |  |  | 1178453.43 | 0 |  |  |  |  | 0
E10409004001001007 | 제 7호표 인력 건주(콘크리트주)11m 이하 | 제 7호표 인력 건주(콘크리트주) | 11m 이하 | 본 |  |  |  | 1378069.04 | 0 |  |  |  |  | 0
E10409004001001008 | 제 8호표 인력 건주(콘크리트주)12m 이하 | 제 8호표 인력 건주(콘크리트주) | 12m 이하 | 본 |  |  |  | 1575099.58 | 0 |  |  |  |  | 0
E10409004001001009 | 제 9호표 인력 건주(콘크리트주)14m 이하 | 제 9호표 인력 건주(콘크리트주) | 14m 이하 | 본 |  |  |  | 2057708.72 | 0 |  |  |  |  | 0
E10409004001001010 | 제 10호표 인력 건주(콘크리트주)16m 이하 | 제 10호표 인력 건주(콘크리트주) | 16m 이하 | 본 |  |  |  | 2784521.9 | 0 |  |  |  |  | 0
E10409004001001011 | 제 11호표 인력 건주(콘크리트주)17m 이하 | 제 11호표 인력 건주(콘크리트주) | 17m 이하 | 본 |  |  |  | 3567117.42 | 0 |  |  |  |  | 0
E10410019001001001 | 제 1호표 POLE LIGHT 인력설치(1등용)가로등 높이 5m 이하 | 제 1호표 POLE LIGHT 인력설치(1등용) | 가로등 높이 5m 이하 | 본 |  |  |  | 566932.8 | 0 |  |  |  |  | 0
E10410019001001002 | 제 2호표 POLE LIGHT 인력설치(1등용)가로등 높이 6m 이하 | 제 2호표 POLE LIGHT 인력설치(1등용) | 가로등 높이 6m 이하 | 본 |  |  |  | 593929.6 | 0 |  |  |  |  | 0
E10410019001001003 | 제 3호표 POLE LIGHT 인력설치(1등용)가로등 높이 7m 이하 | 제 3호표 POLE LIGHT 인력설치(1등용) | 가로등 높이 7m 이하 | 본 |  |  |  | 680319.36 | 0 |  |  |  |  | 0
E10410019001001004 | 제 4호표 POLE LIGHT 인력설치(1등용)가로등 높이 8m 이하 | 제 4호표 POLE LIGHT 인력설치(1등용) | 가로등 높이 8m 이하 | 본 |  |  |  | 745111.68 | 0 |  |  |  |  | 0
E10410019001001005 | 제 5호표 POLE LIGHT 인력설치(1등용)가로등 높이 9m 이하 | 제 5호표 POLE LIGHT 인력설치(1등용) | 가로등 높이 9m 이하 | 본 |  |  |  | 844999.84 | 0 |  |  |  |  | 0
E10410019001001006 | 제 6호표 POLE LIGHT 인력설치(1등용)가로등 높이 10m 이하 | 제 6호표 POLE LIGHT 인력설치(1등용) | 가로등 높이 10m 이하 | 본 |  |  |  | 942188.32 | 0 |  |  |  |  | 0
E10410019001001007 | 제 7호표 POLE LIGHT 인력설치(1등용)가로등 높이 12m 이하 | 제 7호표 POLE LIGHT 인력설치(1등용) | 가로등 높이 12m 이하 | 본 |  |  |  | 1131165.92 | 0 |  |  |  |  | 0
E10410019001001008 | 제 8호표 POLE LIGHT 인력설치(1등용)가로등 높이 14m 이하 | 제 8호표 POLE LIGHT 인력설치(1등용) | 가로등 높이 14m 이하 | 본 |  |  |  | 1357939.04 | 0 |  |  |  |  | 0
E10410019001002001 | 제 1호표 POLE LIGHT 인력설치(2등용)5m이하 | 제 1호표 POLE LIGHT 인력설치(2등용) | 5m이하 | 본 |  |  |  | 680319.36 | 0 |  |  |  |  | 0
E10410019001002002 | 제 2호표 POLE LIGHT 인력설치(2등용)6m이하 | 제 2호표 POLE LIGHT 인력설치(2등용) | 6m이하 | 본 |  |  |  | 715415.2 | 0 |  |  |  |  | 0
E10410019001002003 | 제 3호표 POLE LIGHT 인력설치(2등용)7m이하 | 제 3호표 POLE LIGHT 인력설치(2등용) | 7m이하 | 본 |  |  |  | 782907.2 | 0 |  |  |  |  | 0
E10410019001002004 | 제 4호표 POLE LIGHT 인력설치(2등용)8m이하 | 제 4호표 POLE LIGHT 인력설치(2등용) | 8m이하 | 본 |  |  |  | 831501.44 | 0 |  |  |  |  | 0
E10410019001002005 | 제 5호표 POLE LIGHT 인력설치(2등용)9m이하 | 제 5호표 POLE LIGHT 인력설치(2등용) | 9m이하 | 본 |  |  |  | 909792.16 | 0 |  |  |  |  | 0
E10410019001002006 | 제 6호표 POLE LIGHT 인력설치(2등용)10m이하 | 제 6호표 POLE LIGHT 인력설치(2등용) | 10m이하 | 본 |  |  |  | 998881.6 | 0 |  |  |  |  | 0
E10410019001002007 | 제 7호표 POLE LIGHT 인력설치(2등용)12m이하 | 제 7호표 POLE LIGHT 인력설치(2등용) | 12m이하 | 본 |  |  |  | 1187859.2 | 0 |  |  |  |  | 0
E10410019001002008 | 제 8호표 POLE LIGHT 인력설치(2등용)14m이하 | 제 8호표 POLE LIGHT 인력설치(2등용) | 14m이하 | 본 |  |  |  | 1414632.32 | 0 |  |  |  |  | 0
E10412001001001001 | 제 1호표 콘크리트전주 인력 건주8m 이하 | 제 1호표 콘크리트전주 인력 건주 | 8m 이하 | 본 |  |  |  | 517593.34 | 0 |  |  |  |  | 0
E10412001001001002 | 제 2호표 콘크리트전주 인력 건주10m 이하 | 제 2호표 콘크리트전주 인력 건주 | 10m 이하 | 본 |  |  |  | 662655.02 | 0 |  |  |  |  | 0
E10412001001001003 | 제 3호표 콘크리트전주 인력 건주12m 이하 | 제 3호표 콘크리트전주 인력 건주 | 12m 이하 | 본 |  |  |  | 863756.48 | 0 |  |  |  |  | 0
E10412001001001004 | 제 4호표 콘크리트전주 인력 건주14m 이하 | 제 4호표 콘크리트전주 인력 건주 | 14m 이하 | 본 |  |  |  | 1146528.62 | 0 |  |  |  |  | 0
E10412001001001005 | 제 5호표 콘크리트전주 인력 건주16m 이하 | 제 5호표 콘크리트전주 인력 건주 | 16m 이하 | 본 |  |  |  | 1521014.88 | 0 |  |  |  |  | 0
E10410021001010001 | 제 1호표 앵커볼트 설치Ø13 이하 | 제 1호표 앵커볼트 설치 | Ø13 이하 | 개 |  |  |  | 9718.848 | 0 |  |  |  |  | 0
E10410021001010002 | 제 2호표 앵커볼트 설치Ø14~Ø15 | 제 2호표 앵커볼트 설치 | Ø14~Ø15 | 개 |  |  |  | 21597.44 | 0 |  |  |  |  | 0
E10410021001010003 | 제 3호표 앵커볼트 설치Ø16~Ø19 | 제 3호표 앵커볼트 설치 | Ø16~Ø19 | 개 |  |  |  | 32396.16 | 0 |  |  |  |  | 0
E10410021001010004 | 제 4호표 앵커볼트 설치Ø22~Ø25 | 제 4호표 앵커볼트 설치 | Ø22~Ø25 | 개 |  |  |  | 62092.64 | 0 |  |  |  |  | 0
E10410021001010005 | 제 5호표 앵커볼트 설치Ø28 이상 | 제 5호표 앵커볼트 설치 | Ø28 이상 | 개 |  |  |  | 80990.4 | 0 |  |  |  |  | 0
E10416001005001001 | 제 1호표 클리트(Cleat) 지지 앵커볼트Ø12 | 제 1호표 클리트(Cleat) 지지 앵커볼트 | Ø12 | 조 |  |  |  | 11936.52 | 0 |  |  |  |  | 0
E10416003008001001 | 제 1호표 앵커볼트 구멍 뚫기(참고품)Ø23*100 | 제 1호표 앵커볼트 구멍 뚫기(참고품) | Ø23*100 | 본 |  |  |  | 37386.75 | 0 |  |  |  |  | 0
E10416003009001001 | 제 1호표 케미컬 앵커볼트 설치(참고품)설치조정 M16~M20 | 제 1호표 케미컬 앵커볼트 설치(참고품) | 설치조정 M16~M20 | 본 |  |  |  | 18767.43 | 0 |  |  |  |  | 0
E10416003010001001 | 제 1호표 지지철물 설치(표준형, 앵커닝, 익스펜션조인트용)(참고품)금구 및 볼트수 배치 | 제 1호표 지지철물 설치(표준형, 앵커닝, 익스펜션조인트용)(참고품) | 금구 및 볼트수 배치 | 개소 |  |  |  | 3399.018 | 0 |  |  |  |  | 0
E10416003010001002 | 제 2호표 지지철물 설치(표준형, 앵커닝, 익스펜션조인트용)(참고품)지지볼트 설치(Ø22*200) | 제 2호표 지지철물 설치(표준형, 앵커닝, 익스펜션조인트용)(참고품) | 지지볼트 설치(Ø22*200) | 개소 |  |  |  | 27851.88 | 0 |  |  |  |  | 0
E10416003010001003 | 제 3호표 지지철물 설치(표준형, 앵커닝, 익스펜션조인트용)(참고품)금구 설치(각종) | 제 3호표 지지철물 설치(표준형, 앵커닝, 익스펜션조인트용)(참고품) | 금구 설치(각종) | 개소 |  |  |  | 75597.96 | 0 |  |  |  |  | 0
E10416003010001004 | 제 4호표 지지철물 설치(표준형, 앵커닝, 익스펜션조인트용)(참고품)애자 설치(Ø90㎜) | 제 4호표 지지철물 설치(표준형, 앵커닝, 익스펜션조인트용)(참고품) | 애자 설치(Ø90㎜) | 개소 |  |  |  | 29841.3 | 0 |  |  |  |  | 0
E10410021001002001 | 제 1호표 MDF재질 구멍따기각종두께 | 제 1호표 MDF재질 구멍따기 | 각종두께 | 개소 |  |  |  | 26996.8 | 0 |  |  |  |  | 0
E10410021001003001 | 제 1호표 박스용철판(데크플레이트 등) 구멍따기두께 2㎜ 이하 | 제 1호표 박스용철판(데크플레이트 등) 구멍따기 | 두께 2㎜ 이하 | 개 |  |  |  | 32396.16 | 0 |  |  |  |  | 0
E10410021001011001 | 제 1호표 박스용 석고판 구멍따기각종 두께 | 제 1호표 박스용 석고판 구멍따기 | 각종 두께 | 개 |  |  |  | 11068.688 | 0 |  |  |  |  | 0
E10410021003001001 | 제 1호표 벽관통 배관용 구멍뚫기(손파기 기준)-콘크리트 두께 150㎜ 이하구경 50㎜ | 제 1호표 벽관통 배관용 구멍뚫기(손파기 기준)-콘크리트 두께 150㎜ 이하 | 구경 50㎜ | 개소 |  |  |  | 27108.51 | 0 |  |  |  |  | 0
E10410021003001002 | 제 2호표 벽관통 배관용 구멍뚫기(손파기 기준)-콘크리트 두께 150㎜ 이하구경 75㎜ | 제 2호표 벽관통 배관용 구멍뚫기(손파기 기준)-콘크리트 두께 150㎜ 이하 | 구경 75㎜ | 개소 |  |  |  | 31279.05 | 0 |  |  |  |  | 0
E10410021003001003 | 제 3호표 벽관통 배관용 구멍뚫기(손파기 기준)-콘크리트 두께 150㎜ 이하구경 100㎜ | 제 3호표 벽관통 배관용 구멍뚫기(손파기 기준)-콘크리트 두께 150㎜ 이하 | 구경 100㎜ | 개소 |  |  |  | 37534.86 | 0 |  |  |  |  | 0
E10410021003001004 | 제 4호표 벽관통 배관용 구멍뚫기(손파기 기준)-콘크리트 두께 150㎜ 이하구경 150㎜ | 제 4호표 벽관통 배관용 구멍뚫기(손파기 기준)-콘크리트 두께 150㎜ 이하 | 구경 150㎜ | 개소 |  |  |  | 41705.4 | 0 |  |  |  |  | 0
E10410021003001005 | 제 5호표 벽관통 배관용 구멍뚫기(손파기 기준)-콘크리트 두께 150㎜ 이하구경 200㎜ | 제 5호표 벽관통 배관용 구멍뚫기(손파기 기준)-콘크리트 두께 150㎜ 이하 | 구경 200㎜ | 개소 |  |  |  | 50046.48 | 0 |  |  |  |  | 0
E10410021003001006 | 제 6호표 벽관통 배관용 구멍뚫기(손파기 기준)-콘크리트 두께 150㎜ 이하구경 250㎜ | 제 6호표 벽관통 배관용 구멍뚫기(손파기 기준)-콘크리트 두께 150㎜ 이하 | 구경 250㎜ | 개소 |  |  |  | 54217.02 | 0 |  |  |  |  | 0
E10410021003001007 | 제 7호표 벽관통 배관용 구멍뚫기(손파기 기준)-콘크리트 두께 150㎜ 이하구경 300㎜ | 제 7호표 벽관통 배관용 구멍뚫기(손파기 기준)-콘크리트 두께 150㎜ 이하 | 구경 300㎜ | 개소 |  |  |  | 64643.37 | 0 |  |  |  |  | 0
E10410021003001008 | 제 8호표 벽관통 배관용 구멍뚫기(손파기 기준)-콘크리트 두께 150㎜ 이하구경 350㎜ | 제 8호표 벽관통 배관용 구멍뚫기(손파기 기준)-콘크리트 두께 150㎜ 이하 | 구경 350㎜ | 개소 |  |  |  | 75069.72 | 0 |  |  |  |  | 0
E10410021003001009 | 제 9호표 벽관통 배관용 구멍뚫기(손파기 기준)-콘크리트 두께 150㎜ 이하구경 400㎜ | 제 9호표 벽관통 배관용 구멍뚫기(손파기 기준)-콘크리트 두께 150㎜ 이하 | 구경 400㎜ | 개소 |  |  |  | 85496.07 | 0 |  |  |  |  | 0
E10410021003001010 | 제 10호표 벽관통 배관용 구멍뚫기(손파기 기준)-콘크리트 두께 150㎜ 이하구경 450㎜ | 제 10호표 벽관통 배관용 구멍뚫기(손파기 기준)-콘크리트 두께 150㎜ 이하 | 구경 450㎜ | 개소 |  |  |  | 100092.96 | 0 |  |  |  |  | 0
E10410021003001011 | 제 11호표 벽관통 배관용 구멍뚫기(손파기 기준)-콘크리트 두께 150㎜ 이하구경 500㎜ | 제 11호표 벽관통 배관용 구멍뚫기(손파기 기준)-콘크리트 두께 150㎜ 이하 | 구경 500㎜ | 개소 |  |  |  | 114689.85 | 0 |  |  |  |  | 0
E10410021003002001 | 제 1호표 벽관통 덕트설치용 구멍뚫기(손파기 기준)-콘크리트 두께 200㎜ 이하면적 0.1㎡ | 제 1호표 벽관통 덕트설치용 구멍뚫기(손파기 기준)-콘크리트 두께 200㎜ 이하 | 면적 0.1㎡ | 개소 |  |  |  | 104263.5 | 0 |  |  |  |  | 0
E10410021003002002 | 제 2호표 벽관통 덕트설치용 구멍뚫기(손파기 기준)-콘크리트 두께 200㎜ 이하면적 0.2㎡ | 제 2호표 벽관통 덕트설치용 구멍뚫기(손파기 기준)-콘크리트 두께 200㎜ 이하 | 면적 0.2㎡ | 개소 |  |  |  | 145968.9 | 0 |  |  |  |  | 0
E10410021003002003 | 제 3호표 벽관통 덕트설치용 구멍뚫기(손파기 기준)-콘크리트 두께 200㎜ 이하면적 0.3㎡ | 제 3호표 벽관통 덕트설치용 구멍뚫기(손파기 기준)-콘크리트 두께 200㎜ 이하 | 면적 0.3㎡ | 개소 |  |  |  | 208527 | 0 |  |  |  |  | 0
E10410021003002004 | 제 4호표 벽관통 덕트설치용 구멍뚫기(손파기 기준)-콘크리트 두께 200㎜ 이하면적 0.4㎡ | 제 4호표 벽관통 덕트설치용 구멍뚫기(손파기 기준)-콘크리트 두께 200㎜ 이하 | 면적 0.4㎡ | 개소 |  |  |  | 229379.7 | 0 |  |  |  |  | 0
E10410021003002005 | 제 5호표 벽관통 덕트설치용 구멍뚫기(손파기 기준)-콘크리트 두께 200㎜ 이하면적 0.5㎡ | 제 5호표 벽관통 덕트설치용 구멍뚫기(손파기 기준)-콘크리트 두께 200㎜ 이하 | 면적 0.5㎡ | 개소 |  |  |  | 250232.4 | 0 |  |  |  |  | 0
E10410021003002006 | 제 6호표 벽관통 덕트설치용 구멍뚫기(손파기 기준)-콘크리트 두께 200㎜ 이하면적 0.6㎡ | 제 6호표 벽관통 덕트설치용 구멍뚫기(손파기 기준)-콘크리트 두께 200㎜ 이하 | 면적 0.6㎡ | 개소 |  |  |  | 260658.75 | 0 |  |  |  |  | 0
E10410021003002007 | 제 7호표 벽관통 덕트설치용 구멍뚫기(손파기 기준)-콘크리트 두께 200㎜ 이하면적 0.7㎡ | 제 7호표 벽관통 덕트설치용 구멍뚫기(손파기 기준)-콘크리트 두께 200㎜ 이하 | 면적 0.7㎡ | 개소 |  |  |  | 271085.1 | 0 |  |  |  |  | 0
E10410021003002008 | 제 8호표 벽관통 덕트설치용 구멍뚫기(손파기 기준)-콘크리트 두께 200㎜ 이하면적 0.8㎡ | 제 8호표 벽관통 덕트설치용 구멍뚫기(손파기 기준)-콘크리트 두께 200㎜ 이하 | 면적 0.8㎡ | 개소 |  |  |  | 291937.8 | 0 |  |  |  |  | 0
E10410021003002009 | 제 9호표 벽관통 덕트설치용 구멍뚫기(손파기 기준)-콘크리트 두께 200㎜ 이하면적 0.9㎡ | 제 9호표 벽관통 덕트설치용 구멍뚫기(손파기 기준)-콘크리트 두께 200㎜ 이하 | 면적 0.9㎡ | 개소 |  |  |  | 333643.2 | 0 |  |  |  |  | 0
E10410021003003001 | 제 1호표 벽관통 덕트설치용 구멍뚫기(손파기 기준)-콘크리트 두께 300㎜ 이하면적 0.1㎡ | 제 1호표 벽관통 덕트설치용 구멍뚫기(손파기 기준)-콘크리트 두께 300㎜ 이하 | 면적 0.1㎡ | 개소 |  |  |  | 229379.7 | 0 |  |  |  |  | 0
E10410021003003002 | 제 2호표 벽관통 덕트설치용 구멍뚫기(손파기 기준)-콘크리트 두께 300㎜ 이하면적 0.2㎡ | 제 2호표 벽관통 덕트설치용 구멍뚫기(손파기 기준)-콘크리트 두께 300㎜ 이하 | 면적 0.2㎡ | 개소 |  |  |  | 291937.8 | 0 |  |  |  |  | 0
E10410021003003003 | 제 3호표 벽관통 덕트설치용 구멍뚫기(손파기 기준)-콘크리트 두께 300㎜ 이하면적 0.3㎡ | 제 3호표 벽관통 덕트설치용 구멍뚫기(손파기 기준)-콘크리트 두께 300㎜ 이하 | 면적 0.3㎡ | 개소 |  |  |  | 396201.3 | 0 |  |  |  |  | 0
E10410021003003004 | 제 4호표 벽관통 덕트설치용 구멍뚫기(손파기 기준)-콘크리트 두께 300㎜ 이하면적 0.4㎡ | 제 4호표 벽관통 덕트설치용 구멍뚫기(손파기 기준)-콘크리트 두께 300㎜ 이하 | 면적 0.4㎡ | 개소 |  |  |  | 458759.4 | 0 |  |  |  |  | 0
E10410021003003005 | 제 5호표 벽관통 덕트설치용 구멍뚫기(손파기 기준)-콘크리트 두께 300㎜ 이하면적 0.5㎡ | 제 5호표 벽관통 덕트설치용 구멍뚫기(손파기 기준)-콘크리트 두께 300㎜ 이하 | 면적 0.5㎡ | 개소 |  |  |  | 469185.75 | 0 |  |  |  |  | 0
E10410021003003006 | 제 6호표 벽관통 덕트설치용 구멍뚫기(손파기 기준)-콘크리트 두께 300㎜ 이하면적 0.6㎡ | 제 6호표 벽관통 덕트설치용 구멍뚫기(손파기 기준)-콘크리트 두께 300㎜ 이하 | 면적 0.6㎡ | 개소 |  |  |  | 500464.8 | 0 |  |  |  |  | 0
E10410021003003007 | 제 7호표 벽관통 덕트설치용 구멍뚫기(손파기 기준)-콘크리트 두께 300㎜ 이하면적 0.7㎡ | 제 7호표 벽관통 덕트설치용 구멍뚫기(손파기 기준)-콘크리트 두께 300㎜ 이하 | 면적 0.7㎡ | 개소 |  |  |  | 542170.2 | 0 |  |  |  |  | 0
E10410021003003008 | 제 8호표 벽관통 덕트설치용 구멍뚫기(손파기 기준)-콘크리트 두께 300㎜ 이하면적 0.8㎡ | 제 8호표 벽관통 덕트설치용 구멍뚫기(손파기 기준)-콘크리트 두께 300㎜ 이하 | 면적 0.8㎡ | 개소 |  |  |  | 563022.9 | 0 |  |  |  |  | 0
E10410021003003009 | 제 9호표 벽관통 덕트설치용 구멍뚫기(손파기 기준)-콘크리트 두께 300㎜ 이하면적 0.9㎡ | 제 9호표 벽관통 덕트설치용 구멍뚫기(손파기 기준)-콘크리트 두께 300㎜ 이하 | 면적 0.9㎡ | 개소 |  |  |  | 750697.2 | 0 |  |  |  |  | 0
E10410021003004001 | 제 1호표 벽관통 덕트설치용 구멍뚫기(손파기 기준)-콘크리트 두께 400㎜ 이하면적 0.1㎡ | 제 1호표 벽관통 덕트설치용 구멍뚫기(손파기 기준)-콘크리트 두께 400㎜ 이하 | 면적 0.1㎡ | 개소 |  |  |  | 271085.1 | 0 |  |  |  |  | 0
E10410021003004002 | 제 2호표 벽관통 덕트설치용 구멍뚫기(손파기 기준)-콘크리트 두께 400㎜ 이하면적 0.2㎡ | 제 2호표 벽관통 덕트설치용 구멍뚫기(손파기 기준)-콘크리트 두께 400㎜ 이하 | 면적 0.2㎡ | 개소 |  |  |  | 375348.6 | 0 |  |  |  |  | 0
E10410021003004003 | 제 3호표 벽관통 덕트설치용 구멍뚫기(손파기 기준)-콘크리트 두께 400㎜ 이하면적 0.3㎡ | 제 3호표 벽관통 덕트설치용 구멍뚫기(손파기 기준)-콘크리트 두께 400㎜ 이하 | 면적 0.3㎡ | 개소 |  |  |  | 500464.8 | 0 |  |  |  |  | 0
E10410021003004004 | 제 4호표 벽관통 덕트설치용 구멍뚫기(손파기 기준)-콘크리트 두께 400㎜ 이하면적 0.4㎡ | 제 4호표 벽관통 덕트설치용 구멍뚫기(손파기 기준)-콘크리트 두께 400㎜ 이하 | 면적 0.4㎡ | 개소 |  |  |  | 542170.2 | 0 |  |  |  |  | 0
E10410021003004005 | 제 5호표 벽관통 덕트설치용 구멍뚫기(손파기 기준)-콘크리트 두께 400㎜ 이하면적 0.5㎡ | 제 5호표 벽관통 덕트설치용 구멍뚫기(손파기 기준)-콘크리트 두께 400㎜ 이하 | 면적 0.5㎡ | 개소 |  |  |  | 604728.3 | 0 |  |  |  |  | 0
E10410021003004006 | 제 6호표 벽관통 덕트설치용 구멍뚫기(손파기 기준)-콘크리트 두께 400㎜ 이하면적 0.6㎡ | 제 6호표 벽관통 덕트설치용 구멍뚫기(손파기 기준)-콘크리트 두께 400㎜ 이하 | 면적 0.6㎡ | 개소 |  |  |  | 625581 | 0 |  |  |  |  | 0
E10410021003004007 | 제 7호표 벽관통 덕트설치용 구멍뚫기(손파기 기준)-콘크리트 두께 400㎜ 이하면적 0.7㎡ | 제 7호표 벽관통 덕트설치용 구멍뚫기(손파기 기준)-콘크리트 두께 400㎜ 이하 | 면적 0.7㎡ | 개소 |  |  |  | 646433.7 | 0 |  |  |  |  | 0
E10410021003004008 | 제 8호표 벽관통 덕트설치용 구멍뚫기(손파기 기준)-콘크리트 두께 400㎜ 이하면적 0.8㎡ | 제 8호표 벽관통 덕트설치용 구멍뚫기(손파기 기준)-콘크리트 두께 400㎜ 이하 | 면적 0.8㎡ | 개소 |  |  |  | 667286.4 | 0 |  |  |  |  | 0
E10410021003004009 | 제 9호표 벽관통 덕트설치용 구멍뚫기(손파기 기준)-콘크리트 두께 400㎜ 이하면적 0.9㎡ | 제 9호표 벽관통 덕트설치용 구멍뚫기(손파기 기준)-콘크리트 두께 400㎜ 이하 | 면적 0.9㎡ | 개소 |  |  |  | 917518.8 | 0 |  |  |  |  | 0
E10410021003005001 | 제 1호표 벽관통 배관용 구멍뚫기(손파기 기준)-콘크리트 두께 200㎜ 이하구경 50㎜ | 제 1호표 벽관통 배관용 구멍뚫기(손파기 기준)-콘크리트 두께 200㎜ 이하 | 구경 50㎜ | 개소 |  |  |  | 43790.67 | 0 |  |  |  |  | 0
E10410021003005002 | 제 2호표 벽관통 배관용 구멍뚫기(손파기 기준)-콘크리트 두께 200㎜ 이하구경 75㎜ | 제 2호표 벽관통 배관용 구멍뚫기(손파기 기준)-콘크리트 두께 200㎜ 이하 | 구경 75㎜ | 개소 |  |  |  | 47961.21 | 0 |  |  |  |  | 0
E10410021003005003 | 제 3호표 벽관통 배관용 구멍뚫기(손파기 기준)-콘크리트 두께 200㎜ 이하구경 100㎜ | 제 3호표 벽관통 배관용 구멍뚫기(손파기 기준)-콘크리트 두께 200㎜ 이하 | 구경 100㎜ | 개소 |  |  |  | 54217.02 | 0 |  |  |  |  | 0
E10410021003005004 | 제 4호표 벽관통 배관용 구멍뚫기(손파기 기준)-콘크리트 두께 200㎜ 이하구경 150㎜ | 제 4호표 벽관통 배관용 구멍뚫기(손파기 기준)-콘크리트 두께 200㎜ 이하 | 구경 150㎜ | 개소 |  |  |  | 62558.1 | 0 |  |  |  |  | 0
E10410021003005005 | 제 5호표 벽관통 배관용 구멍뚫기(손파기 기준)-콘크리트 두께 200㎜ 이하구경 200㎜ | 제 5호표 벽관통 배관용 구멍뚫기(손파기 기준)-콘크리트 두께 200㎜ 이하 | 구경 200㎜ | 개소 |  |  |  | 70899.18 | 0 |  |  |  |  | 0
E10410021003005006 | 제 6호표 벽관통 배관용 구멍뚫기(손파기 기준)-콘크리트 두께 200㎜ 이하구경 250㎜ | 제 6호표 벽관통 배관용 구멍뚫기(손파기 기준)-콘크리트 두께 200㎜ 이하 | 구경 250㎜ | 개소 |  |  |  | 77154.99 | 0 |  |  |  |  | 0
E10410021003005007 | 제 7호표 벽관통 배관용 구멍뚫기(손파기 기준)-콘크리트 두께 200㎜ 이하구경 300㎜ | 제 7호표 벽관통 배관용 구멍뚫기(손파기 기준)-콘크리트 두께 200㎜ 이하 | 구경 300㎜ | 개소 |  |  |  | 89666.61 | 0 |  |  |  |  | 0
E10410021003005008 | 제 8호표 벽관통 배관용 구멍뚫기(손파기 기준)-콘크리트 두께 200㎜ 이하구경 350㎜ | 제 8호표 벽관통 배관용 구멍뚫기(손파기 기준)-콘크리트 두께 200㎜ 이하 | 구경 350㎜ | 개소 |  |  |  | 100092.96 | 0 |  |  |  |  | 0
E10410021003005009 | 제 9호표 벽관통 배관용 구멍뚫기(손파기 기준)-콘크리트 두께 200㎜ 이하구경 400㎜ | 제 9호표 벽관통 배관용 구멍뚫기(손파기 기준)-콘크리트 두께 200㎜ 이하 | 구경 400㎜ | 개소 |  |  |  | 112604.58 | 0 |  |  |  |  | 0
E10410021003005010 | 제 10호표 벽관통 배관용 구멍뚫기(손파기 기준)-콘크리트 두께 200㎜ 이하구경 450㎜ | 제 10호표 벽관통 배관용 구멍뚫기(손파기 기준)-콘크리트 두께 200㎜ 이하 | 구경 450㎜ | 개소 |  |  |  | 131372.01 | 0 |  |  |  |  | 0
E10410021003005011 | 제 11호표 벽관통 배관용 구멍뚫기(손파기 기준)-콘크리트 두께 200㎜ 이하구경 500㎜ | 제 11호표 벽관통 배관용 구멍뚫기(손파기 기준)-콘크리트 두께 200㎜ 이하 | 구경 500㎜ | 개소 |  |  |  | 148054.17 | 0 |  |  |  |  | 0
E10410021003006001 | 제 1호표 벽관통 배관용 구멍뚫기(손파기 기준)-콘크리트 두께 300㎜ 이하구경 50㎜ | 제 1호표 벽관통 배관용 구멍뚫기(손파기 기준)-콘크리트 두께 300㎜ 이하 | 구경 50㎜ | 개소 |  |  |  | 87581.34 | 0 |  |  |  |  | 0
E10410021003006002 | 제 2호표 벽관통 배관용 구멍뚫기(손파기 기준)-콘크리트 두께 300㎜ 이하구경 75㎜ | 제 2호표 벽관통 배관용 구멍뚫기(손파기 기준)-콘크리트 두께 300㎜ 이하 | 구경 75㎜ | 개소 |  |  |  | 95922.42 | 0 |  |  |  |  | 0
E10410021003006003 | 제 3호표 벽관통 배관용 구멍뚫기(손파기 기준)-콘크리트 두께 300㎜ 이하구경 100㎜ | 제 3호표 벽관통 배관용 구멍뚫기(손파기 기준)-콘크리트 두께 300㎜ 이하 | 구경 100㎜ | 개소 |  |  |  | 106348.77 | 0 |  |  |  |  | 0
E10410021003006004 | 제 4호표 벽관통 배관용 구멍뚫기(손파기 기준)-콘크리트 두께 300㎜ 이하구경 150㎜ | 제 4호표 벽관통 배관용 구멍뚫기(손파기 기준)-콘크리트 두께 300㎜ 이하 | 구경 150㎜ | 개소 |  |  |  | 123030.93 | 0 |  |  |  |  | 0
E10410021003006005 | 제 5호표 벽관통 배관용 구멍뚫기(손파기 기준)-콘크리트 두께 300㎜ 이하구경 200㎜ | 제 5호표 벽관통 배관용 구멍뚫기(손파기 기준)-콘크리트 두께 300㎜ 이하 | 구경 200㎜ | 개소 |  |  |  | 135542.55 | 0 |  |  |  |  | 0
E10410021003006006 | 제 6호표 벽관통 배관용 구멍뚫기(손파기 기준)-콘크리트 두께 300㎜ 이하구경 250㎜ | 제 6호표 벽관통 배관용 구멍뚫기(손파기 기준)-콘크리트 두께 300㎜ 이하 | 구경 250㎜ | 개소 |  |  |  | 152224.71 | 0 |  |  |  |  | 0
E10410021003006007 | 제 7호표 벽관통 배관용 구멍뚫기(손파기 기준)-콘크리트 두께 300㎜ 이하구경 300㎜ | 제 7호표 벽관통 배관용 구멍뚫기(손파기 기준)-콘크리트 두께 300㎜ 이하 | 구경 300㎜ | 개소 |  |  |  | 175162.68 | 0 |  |  |  |  | 0
E10410021003006008 | 제 8호표 벽관통 배관용 구멍뚫기(손파기 기준)-콘크리트 두께 300㎜ 이하구경 350㎜ | 제 8호표 벽관통 배관용 구멍뚫기(손파기 기준)-콘크리트 두께 300㎜ 이하 | 구경 350㎜ | 개소 |  |  |  | 204356.46 | 0 |  |  |  |  | 0
E10410021003006009 | 제 9호표 벽관통 배관용 구멍뚫기(손파기 기준)-콘크리트 두께 300㎜ 이하구경 400㎜ | 제 9호표 벽관통 배관용 구멍뚫기(손파기 기준)-콘크리트 두께 300㎜ 이하 | 구경 400㎜ | 개소 |  |  |  | 218953.35 | 0 |  |  |  |  | 0
E10410021003006010 | 제 10호표 벽관통 배관용 구멍뚫기(손파기 기준)-콘크리트 두께 300㎜ 이하구경 450㎜ | 제 10호표 벽관통 배관용 구멍뚫기(손파기 기준)-콘크리트 두께 300㎜ 이하 | 구경 450㎜ | 개소 |  |  |  | 258573.48 | 0 |  |  |  |  | 0
E10410021003006011 | 제 11호표 벽관통 배관용 구멍뚫기(손파기 기준)-콘크리트 두께 300㎜ 이하구경 500㎜ | 제 11호표 벽관통 배관용 구멍뚫기(손파기 기준)-콘크리트 두께 300㎜ 이하 | 구경 500㎜ | 개소 |  |  |  | 287767.26 | 0 |  |  |  |  | 0
E10410021003007001 | 제 1호표 벽관통 배관용 구멍뚫기(손파기 기준)-콘크리트 두께 400㎜ 이하구경 50㎜ | 제 1호표 벽관통 배관용 구멍뚫기(손파기 기준)-콘크리트 두께 400㎜ 이하 | 구경 50㎜ | 개소 |  |  |  | 108434.04 | 0 |  |  |  |  | 0
E10410021003007002 | 제 2호표 벽관통 배관용 구멍뚫기(손파기 기준)-콘크리트 두께 400㎜ 이하구경 75㎜ | 제 2호표 벽관통 배관용 구멍뚫기(손파기 기준)-콘크리트 두께 400㎜ 이하 | 구경 75㎜ | 개소 |  |  |  | 123030.93 | 0 |  |  |  |  | 0
E10410021003007003 | 제 3호표 벽관통 배관용 구멍뚫기(손파기 기준)-콘크리트 두께 400㎜ 이하구경 100㎜ | 제 3호표 벽관통 배관용 구멍뚫기(손파기 기준)-콘크리트 두께 400㎜ 이하 | 구경 100㎜ | 개소 |  |  |  | 139713.09 | 0 |  |  |  |  | 0
E10410021003007004 | 제 4호표 벽관통 배관용 구멍뚫기(손파기 기준)-콘크리트 두께 400㎜ 이하구경 150㎜ | 제 4호표 벽관통 배관용 구멍뚫기(손파기 기준)-콘크리트 두께 400㎜ 이하 | 구경 150㎜ | 개소 |  |  |  | 158480.52 | 0 |  |  |  |  | 0
E10410021003007005 | 제 5호표 벽관통 배관용 구멍뚫기(손파기 기준)-콘크리트 두께 400㎜ 이하구경 200㎜ | 제 5호표 벽관통 배관용 구멍뚫기(손파기 기준)-콘크리트 두께 400㎜ 이하 | 구경 200㎜ | 개소 |  |  |  | 183503.76 | 0 |  |  |  |  | 0
E10410021003007006 | 제 6호표 벽관통 배관용 구멍뚫기(손파기 기준)-콘크리트 두께 400㎜ 이하구경 250㎜ | 제 6호표 벽관통 배관용 구멍뚫기(손파기 기준)-콘크리트 두께 400㎜ 이하 | 구경 250㎜ | 개소 |  |  |  | 204356.46 | 0 |  |  |  |  | 0
E10410021003007007 | 제 7호표 벽관통 배관용 구멍뚫기(손파기 기준)-콘크리트 두께 400㎜ 이하구경 300㎜ | 제 7호표 벽관통 배관용 구멍뚫기(손파기 기준)-콘크리트 두께 400㎜ 이하 | 구경 300㎜ | 개소 |  |  |  | 239806.05 | 0 |  |  |  |  | 0
E10410021003007008 | 제 8호표 벽관통 배관용 구멍뚫기(손파기 기준)-콘크리트 두께 400㎜ 이하구경 350㎜ | 제 8호표 벽관통 배관용 구멍뚫기(손파기 기준)-콘크리트 두께 400㎜ 이하 | 구경 350㎜ | 개소 |  |  |  | 273170.37 | 0 |  |  |  |  | 0
E10410021003007009 | 제 9호표 벽관통 배관용 구멍뚫기(손파기 기준)-콘크리트 두께 400㎜ 이하구경 400㎜ | 제 9호표 벽관통 배관용 구멍뚫기(손파기 기준)-콘크리트 두께 400㎜ 이하 | 구경 400㎜ | 개소 |  |  |  | 316961.04 | 0 |  |  |  |  | 0
E10410021003007010 | 제 10호표 벽관통 배관용 구멍뚫기(손파기 기준)-콘크리트 두께 400㎜ 이하구경 450㎜ | 제 10호표 벽관통 배관용 구멍뚫기(손파기 기준)-콘크리트 두께 400㎜ 이하 | 구경 450㎜ | 개소 |  |  |  | 362836.98 | 0 |  |  |  |  | 0
E10410021003007011 | 제 11호표 벽관통 배관용 구멍뚫기(손파기 기준)-콘크리트 두께 400㎜ 이하구경 500㎜ | 제 11호표 벽관통 배관용 구멍뚫기(손파기 기준)-콘크리트 두께 400㎜ 이하 | 구경 500㎜ | 개소 |  |  |  | 414968.73 | 0 |  |  |  |  | 0
E10410021003008001 | 제 1호표 배관용 구멍뚫기(코어드릴 사용기준)-두께 150㎜ 이하, 바닥구경 25㎜ | 제 1호표 배관용 구멍뚫기(코어드릴 사용기준)-두께 150㎜ 이하, 바닥 | 구경 25㎜ | 개소 |  |  |  | 35413.92 | 0 |  |  |  |  | 0
E10410021003008002 | 제 2호표 배관용 구멍뚫기(코어드릴 사용기준)-두께 150㎜ 이하, 바닥구경 50㎜ | 제 2호표 배관용 구멍뚫기(코어드릴 사용기준)-두께 150㎜ 이하, 바닥 | 구경 50㎜ | 개소 |  |  |  | 43898.505 | 0 |  |  |  |  | 0
E10410021003008003 | 제 3호표 배관용 구멍뚫기(코어드릴 사용기준)-두께 150㎜ 이하, 바닥구경 75㎜ | 제 3호표 배관용 구멍뚫기(코어드릴 사용기준)-두께 150㎜ 이하, 바닥 | 구경 75㎜ | 개소 |  |  |  | 52383.09 | 0 |  |  |  |  | 0
E10410021003008004 | 제 4호표 배관용 구멍뚫기(코어드릴 사용기준)-두께 150㎜ 이하, 바닥구경 100㎜ | 제 4호표 배관용 구멍뚫기(코어드릴 사용기준)-두께 150㎜ 이하, 바닥 | 구경 100㎜ | 개소 |  |  |  | 60867.675 | 0 |  |  |  |  | 0
E10410021003008005 | 제 5호표 배관용 구멍뚫기(코어드릴 사용기준)-두께 150㎜ 이하, 바닥구경 150㎜ | 제 5호표 배관용 구멍뚫기(코어드릴 사용기준)-두께 150㎜ 이하, 바닥 | 구경 150㎜ | 개소 |  |  |  | 77467.95 | 0 |  |  |  |  | 0
E10410021003008006 | 제 6호표 배관용 구멍뚫기(코어드릴 사용기준)-두께 150㎜ 이하, 바닥구경 200㎜ | 제 6호표 배관용 구멍뚫기(코어드릴 사용기준)-두께 150㎜ 이하, 바닥 | 구경 200㎜ | 개소 |  |  |  | 92961.54 | 0 |  |  |  |  | 0
E10410021003008007 | 제 7호표 배관용 구멍뚫기(코어드릴 사용기준)-두께 150㎜ 이하, 바닥구경 250㎜ | 제 7호표 배관용 구멍뚫기(코어드릴 사용기준)-두께 150㎜ 이하, 바닥 | 구경 250㎜ | 개소 |  |  |  | 108824.025 | 0 |  |  |  |  | 0
E10410021003008008 | 제 8호표 배관용 구멍뚫기(코어드릴 사용기준)-두께 150㎜ 이하, 바닥구경 300㎜ | 제 8호표 배관용 구멍뚫기(코어드릴 사용기준)-두께 150㎜ 이하, 바닥 | 구경 300㎜ | 개소 |  |  |  | 125055.405 | 0 |  |  |  |  | 0
E10410021003008009 | 제 9호표 배관용 구멍뚫기(코어드릴 사용기준)-두께 150㎜ 이하, 바닥구경 350㎜ | 제 9호표 배관용 구멍뚫기(코어드릴 사용기준)-두께 150㎜ 이하, 바닥 | 구경 350㎜ | 개소 |  |  |  | 141655.68 | 0 |  |  |  |  | 0
E10410021003008010 | 제 10호표 배관용 구멍뚫기(코어드릴 사용기준)-두께 150㎜ 이하, 바닥구경 400㎜ | 제 10호표 배관용 구멍뚫기(코어드릴 사용기준)-두께 150㎜ 이하, 바닥 | 구경 400㎜ | 개소 |  |  |  | 157149.27 | 0 |  |  |  |  | 0
E10410021003009001 | 제 1호표 배관용 구멍뚫기(코어드릴 사용기준)-두께 150㎜ 이하, 벽체구경 25㎜ | 제 1호표 배관용 구멍뚫기(코어드릴 사용기준)-두께 150㎜ 이하, 벽체 | 구경 25㎜ | 개소 |  |  |  | 45374.085 | 0 |  |  |  |  | 0
E10410021003009002 | 제 2호표 배관용 구멍뚫기(코어드릴 사용기준)-두께 150㎜ 이하, 벽체구경 50㎜ | 제 2호표 배관용 구멍뚫기(코어드릴 사용기준)-두께 150㎜ 이하, 벽체 | 구경 50㎜ | 개소 |  |  |  | 56072.04 | 0 |  |  |  |  | 0
E10410021003009003 | 제 3호표 배관용 구멍뚫기(코어드릴 사용기준)-두께 150㎜ 이하, 벽체구경 75㎜ | 제 3호표 배관용 구멍뚫기(코어드릴 사용기준)-두께 150㎜ 이하, 벽체 | 구경 75㎜ | 개소 |  |  |  | 66769.995 | 0 |  |  |  |  | 0
E10410021003009004 | 제 4호표 배관용 구멍뚫기(코어드릴 사용기준)-두께 150㎜ 이하, 벽체구경 100㎜ | 제 4호표 배관용 구멍뚫기(코어드릴 사용기준)-두께 150㎜ 이하, 벽체 | 구경 100㎜ | 개소 |  |  |  | 77836.845 | 0 |  |  |  |  | 0
E10410021003009005 | 제 5호표 배관용 구멍뚫기(코어드릴 사용기준)-두께 150㎜ 이하, 벽체구경 150㎜ | 제 5호표 배관용 구멍뚫기(코어드릴 사용기준)-두께 150㎜ 이하, 벽체 | 구경 150㎜ | 개소 |  |  |  | 98863.86 | 0 |  |  |  |  | 0
E10410021003009006 | 제 6호표 배관용 구멍뚫기(코어드릴 사용기준)-두께 150㎜ 이하, 벽체구경 200㎜ | 제 6호표 배관용 구멍뚫기(코어드릴 사용기준)-두께 150㎜ 이하, 벽체 | 구경 200㎜ | 개소 |  |  |  | 118784.19 | 0 |  |  |  |  | 0
E10410021003009007 | 제 7호표 배관용 구멍뚫기(코어드릴 사용기준)-두께 150㎜ 이하, 벽체구경 250㎜ | 제 7호표 배관용 구멍뚫기(코어드릴 사용기준)-두께 150㎜ 이하, 벽체 | 구경 250㎜ | 개소 |  |  |  | 139073.415 | 0 |  |  |  |  | 0
E10410021003009008 | 제 8호표 배관용 구멍뚫기(코어드릴 사용기준)-두께 150㎜ 이하, 벽체구경 300㎜ | 제 8호표 배관용 구멍뚫기(코어드릴 사용기준)-두께 150㎜ 이하, 벽체 | 구경 300㎜ | 개소 |  |  |  | 160100.43 | 0 |  |  |  |  | 0
E10410021003009009 | 제 9호표 배관용 구멍뚫기(코어드릴 사용기준)-두께 150㎜ 이하, 벽체구경 350㎜ | 제 9호표 배관용 구멍뚫기(코어드릴 사용기준)-두께 150㎜ 이하, 벽체 | 구경 350㎜ | 개소 |  |  |  | 181127.445 | 0 |  |  |  |  | 0
E10410021003009010 | 제 10호표 배관용 구멍뚫기(코어드릴 사용기준)-두께 150㎜ 이하, 벽체구경 400㎜ | 제 10호표 배관용 구멍뚫기(코어드릴 사용기준)-두께 150㎜ 이하, 벽체 | 구경 400㎜ | 개소 |  |  |  | 200678.88 | 0 |  |  |  |  | 0
E10410021003010001 | 제 1호표 배관용 구멍뚫기(코어드릴 사용기준)-두께 300㎜ 이하, 바닥구경 25㎜ | 제 1호표 배관용 구멍뚫기(코어드릴 사용기준)-두께 300㎜ 이하, 바닥 | 구경 25㎜ | 개소 |  |  |  | 62343.255 | 0 |  |  |  |  | 0
E10410021003010002 | 제 2호표 배관용 구멍뚫기(코어드릴 사용기준)-두께 300㎜ 이하, 바닥구경 50㎜ | 제 2호표 배관용 구멍뚫기(코어드릴 사용기준)-두께 300㎜ 이하, 바닥 | 구경 50㎜ | 개소 |  |  |  | 76730.16 | 0 |  |  |  |  | 0
E10410021003010003 | 제 3호표 배관용 구멍뚫기(코어드릴 사용기준)-두께 300㎜ 이하, 바닥구경 75㎜ | 제 3호표 배관용 구멍뚫기(코어드릴 사용기준)-두께 300㎜ 이하, 바닥 | 구경 75㎜ | 개소 |  |  |  | 91485.96 | 0 |  |  |  |  | 0
E10410021003010004 | 제 4호표 배관용 구멍뚫기(코어드릴 사용기준)-두께 300㎜ 이하, 바닥구경 100㎜ | 제 4호표 배관용 구멍뚫기(코어드릴 사용기준)-두께 300㎜ 이하, 바닥 | 구경 100㎜ | 개소 |  |  |  | 105872.865 | 0 |  |  |  |  | 0
E10410021003010005 | 제 5호표 배관용 구멍뚫기(코어드릴 사용기준)-두께 300㎜ 이하, 바닥구경 150㎜ | 제 5호표 배관용 구멍뚫기(코어드릴 사용기준)-두께 300㎜ 이하, 바닥 | 구경 150㎜ | 개소 |  |  |  | 135384.465 | 0 |  |  |  |  | 0
E10410021003010006 | 제 6호표 배관용 구멍뚫기(코어드릴 사용기준)-두께 300㎜ 이하, 바닥구경 200㎜ | 제 6호표 배관용 구멍뚫기(코어드릴 사용기준)-두께 300㎜ 이하, 바닥 | 구경 200㎜ | 개소 |  |  |  | 164527.17 | 0 |  |  |  |  | 0
E10410021003010007 | 제 7호표 배관용 구멍뚫기(코어드릴 사용기준)-두께 300㎜ 이하, 바닥구경 250㎜ | 제 7호표 배관용 구멍뚫기(코어드릴 사용기준)-두께 300㎜ 이하, 바닥 | 구경 250㎜ | 개소 |  |  |  | 193669.875 | 0 |  |  |  |  | 0
E10410021003010008 | 제 8호표 배관용 구멍뚫기(코어드릴 사용기준)-두께 300㎜ 이하, 바닥구경 300㎜ | 제 8호표 배관용 구멍뚫기(코어드릴 사용기준)-두께 300㎜ 이하, 바닥 | 구경 300㎜ | 개소 |  |  |  | 222812.58 | 0 |  |  |  |  | 0
E10410021003010009 | 제 9호표 배관용 구멍뚫기(코어드릴 사용기준)-두께 300㎜ 이하, 바닥구경 350㎜ | 제 9호표 배관용 구멍뚫기(코어드릴 사용기준)-두께 300㎜ 이하, 바닥 | 구경 350㎜ | 개소 |  |  |  | 251955.285 | 0 |  |  |  |  | 0
E10410021003010010 | 제 10호표 배관용 구멍뚫기(코어드릴 사용기준)-두께 300㎜ 이하, 바닥구경 400㎜ | 제 10호표 배관용 구멍뚫기(코어드릴 사용기준)-두께 300㎜ 이하, 바닥 | 구경 400㎜ | 개소 |  |  |  | 281097.99 | 0 |  |  |  |  | 0
E10410021003011001 | 제 1호표 배관용 구멍뚫기(코어드릴 사용기준)-두께 300㎜ 이하, 벽체구경 25㎜ | 제 1호표 배관용 구멍뚫기(코어드릴 사용기준)-두께 300㎜ 이하, 벽체 | 구경 25㎜ | 개소 |  |  |  | 79681.32 | 0 |  |  |  |  | 0
E10410021003011002 | 제 2호표 배관용 구멍뚫기(코어드릴 사용기준)-두께 300㎜ 이하, 벽체구경 50㎜ | 제 2호표 배관용 구멍뚫기(코어드릴 사용기준)-두께 300㎜ 이하, 벽체 | 구경 50㎜ | 개소 |  |  |  | 98126.07 | 0 |  |  |  |  | 0
E10410021003011003 | 제 3호표 배관용 구멍뚫기(코어드릴 사용기준)-두께 300㎜ 이하, 벽체구경 75㎜ | 제 3호표 배관용 구멍뚫기(코어드릴 사용기준)-두께 300㎜ 이하, 벽체 | 구경 75㎜ | 개소 |  |  |  | 116939.715 | 0 |  |  |  |  | 0
E10410021003011004 | 제 4호표 배관용 구멍뚫기(코어드릴 사용기준)-두께 300㎜ 이하, 벽체구경 100㎜ | 제 4호표 배관용 구멍뚫기(코어드릴 사용기준)-두께 300㎜ 이하, 벽체 | 구경 100㎜ | 개소 |  |  |  | 135753.36 | 0 |  |  |  |  | 0
E10410021003011005 | 제 5호표 배관용 구멍뚫기(코어드릴 사용기준)-두께 300㎜ 이하, 벽체구경 150㎜ | 제 5호표 배관용 구멍뚫기(코어드릴 사용기준)-두께 300㎜ 이하, 벽체 | 구경 150㎜ | 개소 |  |  |  | 173011.755 | 0 |  |  |  |  | 0
E10410021003011006 | 제 6호표 배관용 구멍뚫기(코어드릴 사용기준)-두께 300㎜ 이하, 벽체구경 200㎜ | 제 6호표 배관용 구멍뚫기(코어드릴 사용기준)-두께 300㎜ 이하, 벽체 | 구경 200㎜ | 개소 |  |  |  | 210270.15 | 0 |  |  |  |  | 0
E10410021003011007 | 제 7호표 배관용 구멍뚫기(코어드릴 사용기준)-두께 300㎜ 이하, 벽체구경 250㎜ | 제 7호표 배관용 구멍뚫기(코어드릴 사용기준)-두께 300㎜ 이하, 벽체 | 구경 250㎜ | 개소 |  |  |  | 247528.545 | 0 |  |  |  |  | 0
E10410021003011008 | 제 8호표 배관용 구멍뚫기(코어드릴 사용기준)-두께 300㎜ 이하, 벽체구경 300㎜ | 제 8호표 배관용 구멍뚫기(코어드릴 사용기준)-두께 300㎜ 이하, 벽체 | 구경 300㎜ | 개소 |  |  |  | 284786.94 | 0 |  |  |  |  | 0
E10410021003011009 | 제 9호표 배관용 구멍뚫기(코어드릴 사용기준)-두께 300㎜ 이하, 벽체구경 350㎜ | 제 9호표 배관용 구멍뚫기(코어드릴 사용기준)-두께 300㎜ 이하, 벽체 | 구경 350㎜ | 개소 |  |  |  | 322414.23 | 0 |  |  |  |  | 0
E10410021003011010 | 제 10호표 배관용 구멍뚫기(코어드릴 사용기준)-두께 300㎜ 이하, 벽체구경 400㎜ | 제 10호표 배관용 구멍뚫기(코어드릴 사용기준)-두께 300㎜ 이하, 벽체 | 구경 400㎜ | 개소 |  |  |  | 359672.625 | 0 |  |  |  |  | 0
E10410021003012001 | 제 1호표 벽관통 덕트설치용 구멍뚫기(손파기 기준)-콘크리트 두께 150㎜ 이하면적 0.1㎡ | 제 1호표 벽관통 덕트설치용 구멍뚫기(손파기 기준)-콘크리트 두께 150㎜ 이하 | 면적 0.1㎡ | 개소 |  |  |  | 83410.8 | 0 |  |  |  |  | 0
E10410021003012002 | 제 2호표 벽관통 덕트설치용 구멍뚫기(손파기 기준)-콘크리트 두께 150㎜ 이하면적 0.2㎡ | 제 2호표 벽관통 덕트설치용 구멍뚫기(손파기 기준)-콘크리트 두께 150㎜ 이하 | 면적 0.2㎡ | 개소 |  |  |  | 125116.2 | 0 |  |  |  |  | 0
E10410021003012003 | 제 3호표 벽관통 덕트설치용 구멍뚫기(손파기 기준)-콘크리트 두께 150㎜ 이하면적 0.3㎡ | 제 3호표 벽관통 덕트설치용 구멍뚫기(손파기 기준)-콘크리트 두께 150㎜ 이하 | 면적 0.3㎡ | 개소 |  |  |  | 166821.6 | 0 |  |  |  |  | 0
E10410021003012004 | 제 4호표 벽관통 덕트설치용 구멍뚫기(손파기 기준)-콘크리트 두께 150㎜ 이하면적 0.4㎡ | 제 4호표 벽관통 덕트설치용 구멍뚫기(손파기 기준)-콘크리트 두께 150㎜ 이하 | 면적 0.4㎡ | 개소 |  |  |  | 187674.3 | 0 |  |  |  |  | 0
E10410021003012005 | 제 5호표 벽관통 덕트설치용 구멍뚫기(손파기 기준)-콘크리트 두께 150㎜ 이하면적 0.5㎡ | 제 5호표 벽관통 덕트설치용 구멍뚫기(손파기 기준)-콘크리트 두께 150㎜ 이하 | 면적 0.5㎡ | 개소 |  |  |  | 208527 | 0 |  |  |  |  | 0
E10410021003012006 | 제 6호표 벽관통 덕트설치용 구멍뚫기(손파기 기준)-콘크리트 두께 150㎜ 이하면적 0.6㎡ | 제 6호표 벽관통 덕트설치용 구멍뚫기(손파기 기준)-콘크리트 두께 150㎜ 이하 | 면적 0.6㎡ | 개소 |  |  |  | 229379.7 | 0 |  |  |  |  | 0
E10410021003012007 | 제 7호표 벽관통 덕트설치용 구멍뚫기(손파기 기준)-콘크리트 두께 150㎜ 이하면적 0.7㎡ | 제 7호표 벽관통 덕트설치용 구멍뚫기(손파기 기준)-콘크리트 두께 150㎜ 이하 | 면적 0.7㎡ | 개소 |  |  |  | 239806.05 | 0 |  |  |  |  | 0
E10410021003012008 | 제 8호표 벽관통 덕트설치용 구멍뚫기(손파기 기준)-콘크리트 두께 150㎜ 이하면적 0.8㎡ | 제 8호표 벽관통 덕트설치용 구멍뚫기(손파기 기준)-콘크리트 두께 150㎜ 이하 | 면적 0.8㎡ | 개소 |  |  |  | 250232.4 | 0 |  |  |  |  | 0
E10410021003012009 | 제 9호표 벽관통 덕트설치용 구멍뚫기(손파기 기준)-콘크리트 두께 150㎜ 이하면적 0.9㎡ | 제 9호표 벽관통 덕트설치용 구멍뚫기(손파기 기준)-콘크리트 두께 150㎜ 이하 | 면적 0.9㎡ | 개소 |  |  |  | 312790.5 | 0 |  |  |  |  | 0
E10410029001001001 | 제 1호표 전동기 설치0.75kW 이하 | 제 1호표 전동기 설치 | 0.75kW 이하 | 대 |  |  |  | 114354.24 | 0 |  |  |  |  | 0
E10410029001001002 | 제 2호표 전동기 설치1.5kW 이하 | 제 2호표 전동기 설치 | 1.5kW 이하 | 대 |  |  |  | 142942.8 | 0 |  |  |  |  | 0
E10410029001001003 | 제 3호표 전동기 설치2.2kW 이하 | 제 3호표 전동기 설치 | 2.2kW 이하 | 대 |  |  |  | 142942.8 | 0 |  |  |  |  | 0
E10410029001001004 | 제 4호표 전동기 설치3.7kW 이하 | 제 4호표 전동기 설치 | 3.7kW 이하 | 대 |  |  |  | 171531.36 | 0 |  |  |  |  | 0
E10410029001001005 | 제 5호표 전동기 설치5.5kW 이하 | 제 5호표 전동기 설치 | 5.5kW 이하 | 대 |  |  |  | 200119.92 | 0 |  |  |  |  | 0
E10410029001001006 | 제 6호표 전동기 설치7.5kW 이하 | 제 6호표 전동기 설치 | 7.5kW 이하 | 대 |  |  |  | 257297.04 | 0 |  |  |  |  | 0
E10410029001001007 | 제 7호표 전동기 설치11kW 이하 | 제 7호표 전동기 설치 | 11kW 이하 | 대 |  |  |  | 314474.16 | 0 |  |  |  |  | 0
E10410029001001008 | 제 8호표 전동기 설치15kW 이하 | 제 8호표 전동기 설치 | 15kW 이하 | 대 |  |  |  | 400239.84 | 0 |  |  |  |  | 0
E10410029001001009 | 제 9호표 전동기 설치22kW 이하 | 제 9호표 전동기 설치 | 22kW 이하 | 대 |  |  |  | 569172.24 | 0 |  |  |  |  | 0
E10410029001001010 | 제 10호표 전동기 설치30kW 이하 | 제 10호표 전동기 설치 | 30kW 이하 | 대 |  |  |  | 740703.6 | 0 |  |  |  |  | 0
E10410029001001011 | 제 11호표 전동기 설치37kW 이하 | 제 11호표 전동기 설치 | 37kW 이하 | 대 |  |  |  | 855057.84 | 0 |  |  |  |  | 0
E10410029001001012 | 제 12호표 전동기 설치40kW 이하 | 제 12호표 전동기 설치 | 40kW 이하 | 대 |  |  |  | 899240.16 | 0 |  |  |  |  | 0
E10410029001001013 | 제 13호표 전동기 설치45kW 이하 | 제 13호표 전동기 설치 | 45kW 이하 | 대 |  |  |  | 969412.08 | 0 |  |  |  |  | 0
E10410029001001014 | 제 14호표 전동기 설치50kW 이하 | 제 14호표 전동기 설치 | 50kW 이하 | 대 |  |  |  | 1055177.76 | 0 |  |  |  |  | 0
E10410029001001015 | 제 15호표 전동기 설치55kW 이하 | 제 15호표 전동기 설치 | 55kW 이하 | 대 |  |  |  | 1140943.44 | 0 |  |  |  |  | 0
E10410029001001016 | 제 16호표 전동기 설치75kW 이하 | 제 16호표 전동기 설치 | 75kW 이하 | 대 |  |  |  | 1367052.96 | 0 |  |  |  |  | 0
E10410029001001017 | 제 17호표 전동기 설치95kW 이하 | 제 17호표 전동기 설치 | 95kW 이하 | 대 |  |  |  | 1367052.96 | 0 |  |  |  |  | 0
E10410029001001018 | 제 18호표 전동기 설치100kW 이하 | 제 18호표 전동기 설치 | 100kW 이하 | 대 |  |  |  | 1406037.36 | 0 |  |  |  |  | 0
E10410029001001019 | 제 19호표 전동기 설치110kW 이하 | 제 19호표 전동기 설치 | 110kW 이하 | 대 |  |  |  | 1481407.2 | 0 |  |  |  |  | 0
E10410029001001020 | 제 20호표 전동기 설치125kW 이하 | 제 20호표 전동기 설치 | 125kW 이하 | 대 |  |  |  | 1598360.4 | 0 |  |  |  |  | 0
E10410029001001021 | 제 21호표 전동기 설치150kW 이하 | 제 21호표 전동기 설치 | 150kW 이하 | 대 |  |  |  | 1681527.12 | 0 |  |  |  |  | 0
E10410029001001022 | 제 22호표 전동기 설치200kW 이하 | 제 22호표 전동기 설치 | 200kW 이하 | 대 |  |  |  | 1767292.8 | 0 |  |  |  |  | 0
E10410029001001023 | 제 23호표 전동기 설치220kW 이하 | 제 23호표 전동기 설치 | 220kW 이하 | 대 |  |  |  | 1988204.4 | 0 |  |  |  |  | 0
E10410029001001024 | 제 24호표 전동기 설치260kW 이하 | 제 24호표 전동기 설치 | 260kW 이하 | 대 |  |  |  | 2209116 | 0 |  |  |  |  | 0
E10410029001001025 | 제 1호표 전동기 설치300kW 이하 | 제 1호표 전동기 설치 | 300kW 이하 | 대 |  |  |  | 2430027.6 | 0 |  |  |  |  | 0
E10410040001001001 | 제 1호표 CCTV 시스템 촬상부(카메라설치)일반형 | 제 1호표 CCTV 시스템 촬상부(카메라설치) | 일반형 | 대 |  |  |  | 221569.4 | 0 |  |  |  |  | 0
E10410040001001002 | 제 2호표 CCTV 시스템 촬상부(카메라설치)돔(Dome)형 | 제 2호표 CCTV 시스템 촬상부(카메라설치) | 돔(Dome)형 | 대 |  |  |  | 129570.56 | 0 |  |  |  |  | 0
E10410040001002001 | 제 1호표 CCTV 시스템 촬상부(Housing 설치)일반형 | 제 1호표 CCTV 시스템 촬상부(Housing 설치) | 일반형 | 대 |  |  |  | 310914.72 | 0 |  |  |  |  | 0
E10410040001002002 | 제 2호표 CCTV 시스템 촬상부(Housing 설치)돔(Dome)형 | 제 2호표 CCTV 시스템 촬상부(Housing 설치) | 돔(Dome)형 | 대 |  |  |  | 82046.94 | 0 |  |  |  |  | 0
E10410040001003001 | 제 1호표 CCTV 시스템 촬상부(브래킷 설치)일반형 | 제 1호표 CCTV 시스템 촬상부(브래킷 설치) | 일반형 | 대 |  |  |  | 99319.98 | 0 |  |  |  |  | 0
E10410040001003002 | 제 2호표 CCTV 시스템 촬상부(브래킷 설치)천정형 | 제 2호표 CCTV 시스템 촬상부(브래킷 설치) | 천정형 | 대 |  |  |  | 164093.88 | 0 |  |  |  |  | 0
E10410040001004001 | 제 1호표 CCTV 시스템 촬상부(Pan/Tilt 설치)- | 제 1호표 CCTV 시스템 촬상부(Pan/Tilt 설치) | - | 대 |  |  |  | 255308.68 | 0 |  |  |  |  | 0
E10410040001005001 | 제 1호표 CCTV 시스템 촬상부(투광등 설치)- | 제 1호표 CCTV 시스템 촬상부(투광등 설치) | - | 대 |  |  |  | 232172.48 | 0 |  |  |  |  | 0
E10410040001006001 | 제 1호표 CCTV 시스템 촬상부(안내판 설치)- | 제 1호표 CCTV 시스템 촬상부(안내판 설치) | - | 개 |  |  |  | 38864.34 | 0 |  |  |  |  | 0
E10410040001007001 | 제 1호표 CCTV 시스템 촬상부(선로 시험)- | 제 1호표 CCTV 시스템 촬상부(선로 시험) | - | 대 |  |  |  | 88603.2 | 0 |  |  |  |  | 0
E10410040001008001 | 제 1호표 CCTV System 감시부(Receiver 판넬)- | 제 1호표 CCTV System 감시부(Receiver 판넬) | - | 대 |  |  |  | 207287.7 | 0 |  |  |  |  | 0
E10410040001009001 | 제 1호표 CCTV System 감시부(중앙콘트롤 조작반)- | 제 1호표 CCTV System 감시부(중앙콘트롤 조작반) | - | CH |  |  |  | 431381.68 | 0 |  |  |  |  | 0
E10410040001010001 | 제 1호표 CCTV System 감시부(VTR 설치)- | 제 1호표 CCTV System 감시부(VTR 설치) | - | 대 |  |  |  | 102587.84 | 0 |  |  |  |  | 0
E10410040001011001 | 제 1호표 CCTV System 감시부(DVR 설치)- | 제 1호표 CCTV System 감시부(DVR 설치) | - | 4CH |  |  |  | 204028.52 | 0 |  |  |  |  | 0
E10410040001012001 | 제 1호표 CCTV System 감시부(각종 부대장치)- | 제 1호표 CCTV System 감시부(각종 부대장치) | - | CH 또는 Set |  |  |  | 188603.26 | 0 |  |  |  |  | 0
E10410040001013001 | 제 1호표 CCTV System 시험(송수신 제어신호 및 영상 Level 조정)- | 제 1호표 CCTV System 시험(송수신 제어신호 및 영상 Level 조정) | - | CH 또는 Set |  |  |  | 321681.36 | 0 |  |  |  |  | 0
E10410040001014001 | 제 1호표 CCTV System 시험(종합시험)- | 제 1호표 CCTV System 시험(종합시험) | - | CH 또는 Set |  |  |  | 275563 | 0 |  |  |  |  | 0
E10316004001001001 | 제 1호표 동축 케이블 포설옥내포설 5C | 제 1호표 동축 케이블 포설 | 옥내포설 5C | 10m |  |  |  | 69287.75 | 0 |  |  |  |  | 0
E10316004001001002 | 제 2호표 동축 케이블 포설옥내포설 7C | 제 2호표 동축 케이블 포설 | 옥내포설 7C | 10m |  |  |  | 89666.5 | 0 |  |  |  |  | 0
E10316004001001003 | 제 3호표 동축 케이블 포설옥내포설 10C | 제 3호표 동축 케이블 포설 | 옥내포설 10C | 10m |  |  |  | 130424 | 0 |  |  |  |  | 0
E10316004002001005 | 제 5호표 동축케이블(커넥터)직렬유니트(매입용) | 제 5호표 동축케이블(커넥터) | 직렬유니트(매입용) | 개 |  |  |  | 18435.97 | 0 |  |  |  |  | 0
E10316005001001001 | 제 1호표 꼬임 케이블 포설UTP, STP, FTP(구내) 4Pr | 제 1호표 꼬임 케이블 포설 | UTP, STP, FTP(구내) 4Pr | 10m |  |  |  | 61136.25 | 0 |  |  |  |  | 0
E10316005001001002 | 제 2호표 꼬임 케이블 포설UTP, STP, FTP(구내) 25Pr | 제 2호표 꼬임 케이블 포설 | UTP, STP, FTP(구내) 25Pr | 10m |  |  |  | 97818 | 0 |  |  |  |  | 0
E10316005001001003 | 제 3호표 꼬임 케이블 포설UTP, STP, FTP(구내) 50Pr | 제 3호표 꼬임 케이블 포설 | UTP, STP, FTP(구내) 50Pr | 10m |  |  |  | 142651.25 | 0 |  |  |  |  | 0
E10316005001001004 | 제 4호표 꼬임 케이블 포설UTP, STP, FTP(구내) 100Pr | 제 4호표 꼬임 케이블 포설 | UTP, STP, FTP(구내) 100Pr | 10m |  |  |  | 203787.5 | 0 |  |  |  |  | 0
E10316005001001005 | 제 5호표 꼬임 케이블 포설UTP, STP, FTP(옥외) 4Pr 이하 | 제 5호표 꼬임 케이블 포설 | UTP, STP, FTP(옥외) 4Pr 이하 | 10m |  |  |  | 20378.75 | 0 |  |  |  |  | 0
E10316005001001006 | 제 6호표 꼬임 케이블 포설Thin | 제 6호표 꼬임 케이블 포설 | Thin | 10m |  |  |  | 73363.5 | 0 |  |  |  |  | 0
E10316005001001007 | 제 7호표 꼬임 케이블 포설Thick | 제 7호표 꼬임 케이블 포설 | Thick | 10m |  |  |  | 130424 | 0 |  |  |  |  | 0
E10316005001001008 | 제 8호표 꼬임 케이블 포설RS-Cable(10P 이하) | 제 8호표 꼬임 케이블 포설 | RS-Cable(10P 이하) | 10m |  |  |  | 73363.5 | 0 |  |  |  |  | 0
E10316005001001009 | 제 9호표 꼬임 케이블 포설AUI | 제 9호표 꼬임 케이블 포설 | AUI | 10m |  |  |  | 81515 | 0 |  |  |  |  | 0
E10316005001001010 | 제 1호표 꼬임 케이블 포설Token Cable(2P) | 제 1호표 꼬임 케이블 포설 | Token Cable(2P) | 10m |  |  |  | 44773.07 | 0 |  |  |  |  | 0
E10316005002001001 | 제 1호표 꼬임 케이블(커넥터 및 Jack 접속)BNC(RJ-58) Ethernet(Thick) | 제 1호표 꼬임 케이블(커넥터 및 Jack 접속) | BNC(RJ-58) Ethernet(Thick) | 10개 |  |  |  | 147487.76 | 0 |  |  |  |  | 0
E10316005002001002 | 제 2호표 꼬임 케이블(커넥터 및 Jack 접속)BNC(RJ-58) Ethernet(Thin) | 제 2호표 꼬임 케이블(커넥터 및 Jack 접속) | BNC(RJ-58) Ethernet(Thin) | 10개 |  |  |  | 147487.76 | 0 |  |  |  |  | 0
E10316005002001003 | 제 3호표 꼬임 케이블(커넥터 및 Jack 접속)BNC(RJ-58) Terminator(Thick) | 제 3호표 꼬임 케이블(커넥터 및 Jack 접속) | BNC(RJ-58) Terminator(Thick) | 10개 |  |  |  | 134319.21 | 0 |  |  |  |  | 0
E10316005002001004 | 제 4호표 꼬임 케이블(커넥터 및 Jack 접속)BNC(RJ-58) Terminator(Thin) | 제 4호표 꼬임 케이블(커넥터 및 Jack 접속) | BNC(RJ-58) Terminator(Thin) | 10개 |  |  |  | 36871.94 | 0 |  |  |  |  | 0
E10316005002001005 | 제 5호표 꼬임 케이블(커넥터 및 Jack 접속)RS-232C(10Pin) | 제 5호표 꼬임 케이블(커넥터 및 Jack 접속) | RS-232C(10Pin) | 10개 |  |  |  | 129051.79 | 0 |  |  |  |  | 0
E10316005002001006 | 제 6호표 꼬임 케이블(커넥터 및 Jack 접속)Modular(RJ45-8Pin Plug) | 제 6호표 꼬임 케이블(커넥터 및 Jack 접속) | Modular(RJ45-8Pin Plug) | 10개 |  |  |  | 44773.07 | 0 |  |  |  |  | 0
E10316005002001007 | 제 7호표 꼬임 케이블(커넥터 및 Jack 접속)Modular(Outlet) | 제 7호표 꼬임 케이블(커넥터 및 Jack 접속) | Modular(Outlet) | 10개 |  |  |  | 102714.69 | 0 |  |  |  |  | 0
E10316005002001008 | 제 8호표 꼬임 케이블(커넥터 및 Jack 접속)TELCO(50Pin) | 제 8호표 꼬임 케이블(커넥터 및 Jack 접속) | TELCO(50Pin) | 10개 |  |  |  | 313411.49 | 0 |  |  |  |  | 0
E10316005002001009 | 제 9호표 꼬임 케이블(커넥터 및 Jack 접속)Token Ring용 Data Line | 제 9호표 꼬임 케이블(커넥터 및 Jack 접속) | Token Ring용 Data Line | 10개 |  |  |  | 221231.64 | 0 |  |  |  |  | 0
E10310001002002001 | 제 1호표 무선침입방지 시스템(WIPS)주장치 | 제 1호표 무선침입방지 시스템(WIPS) | 주장치 | 대 |  |  |  | 582750.74 | 0 |  |  |  |  | 0
E10310001002002002 | 제 2호표 무선침입방지 시스템(WIPS)센서 | 제 2호표 무선침입방지 시스템(WIPS) | 센서 | 대 |  |  |  | 377519.68 | 0 |  |  |  |  | 0
E10310002001011001 | 제 1호표 무선 Home PAD(설치)- | 제 1호표 무선 Home PAD(설치) | - | 식 |  |  |  | 27820.4 | 0 |  |  |  |  | 0
E10310002001023001 | 제 1호표 무선 수신기(설치)- | 제 1호표 무선 수신기(설치) | - | 식 |  |  |  | 89025.28 | 0 |  |  |  |  | 0
E10310002001024001 | 제 1호표 무선 수신기(선로 Test 및 결선)- | 제 1호표 무선 수신기(선로 Test 및 결선) | - | 개소 |  |  |  | 161358.32 | 0 |  |  |  |  | 0
E10310002001025001 | 제 1호표 무선 수신기(장치별 기능 및 종합시험)- | 제 1호표 무선 수신기(장치별 기능 및 종합시험) | - | 세대 |  |  |  | 166022.07 | 0 |  |  |  |  | 0
E10316001001001001 | 제 1호표 광섬유 케이블 포설(싱글/멀티모드)지중 인력견인포설 | 제 1호표 광섬유 케이블 포설(싱글/멀티모드) | 지중 인력견인포설 | 100m |  |  |  | 633217.84 | 0 |  |  |  |  | 0
E10316001001001002 | 제 2호표 광섬유 케이블 포설(싱글/멀티모드)지중 기계견인포설 | 제 2호표 광섬유 케이블 포설(싱글/멀티모드) | 지중 기계견인포설 | 100m |  |  |  | 306900.48 | 0 |  |  |  |  | 0
E10316001001001003 | 제 3호표 광섬유 케이블 포설(싱글/멀티모드)지중 공기압력포설 | 제 3호표 광섬유 케이블 포설(싱글/멀티모드) | 지중 공기압력포설 | 100m |  |  |  | 283432.31 | 0 |  |  |  |  | 0
E10316001001001004 | 제 4호표 광섬유 케이블 포설(싱글/멀티모드)가공포설 | 제 4호표 광섬유 케이블 포설(싱글/멀티모드) | 가공포설 | 100m |  |  |  | 745122.73 | 0 |  |  |  |  | 0
E10316001002001001 | 제 1호표 광섬유 케이블 일반접속12코어 이하 | 제 1호표 광섬유 케이블 일반접속 | 12코어 이하 | 코어 |  |  |  | 70331.36 | 0 |  |  |  |  | 0
E10316001002001002 | 제 2호표 광섬유 케이블 일반접속48코어 이하 | 제 2호표 광섬유 케이블 일반접속 | 48코어 이하 | 코어 |  |  |  | 51150.08 | 0 |  |  |  |  | 0
E10316001002001003 | 제 3호표 광섬유 케이블 일반접속72코어 미만 | 제 3호표 광섬유 케이블 일반접속 | 72코어 미만 | 코어 |  |  |  | 38362.56 | 0 |  |  |  |  | 0
E10316001002001004 | 제 4호표 광섬유 케이블 일반접속72코어 이상 | 제 4호표 광섬유 케이블 일반접속 | 72코어 이상 | 코어 |  |  |  | 17096.01 | 0 |  |  |  |  | 0
E10316001002002001 | 제 1호표 광섬유 케이블 절체접속12코어 이하 | 제 1호표 광섬유 케이블 절체접속 | 12코어 이하 | 코어 |  |  |  | 223781.6 | 0 |  |  |  |  | 0
E10316001002002002 | 제 2호표 광섬유 케이블 절체접속48코어 이하 | 제 2호표 광섬유 케이블 절체접속 | 48코어 이하 | 코어 |  |  |  | 159844 | 0 |  |  |  |  | 0
E10316001002002003 | 제 3호표 광섬유 케이블 절체접속72코어 미만 | 제 3호표 광섬유 케이블 절체접속 | 72코어 미만 | 코어 |  |  |  | 149279.7 | 0 |  |  |  |  | 0
E10316001002002004 | 제 4호표 광섬유 케이블 절체접속72코어 이상 | 제 4호표 광섬유 케이블 절체접속 | 72코어 이상 | 코어 |  |  |  | 123704.66 | 0 |  |  |  |  | 0
E10316001002003001 | 제 1호표 광섬유 케이블 광접속함체- | 제 1호표 광섬유 케이블 광접속함체 | - | 대 |  |  |  | 326081.76 | 0 |  |  |  |  | 0
E10316001002004001 | 제 1호표 광섬유 케이블 시험 및 측정접속전 시험 | 제 1호표 광섬유 케이블 시험 및 측정 | 접속전 시험 | 코어 |  |  |  | 91735.86 | 0 |  |  |  |  | 0
E10316001002004002 | 제 2호표 광섬유 케이블 시험 및 측정접속후 시험 | 제 2호표 광섬유 케이블 시험 및 측정 | 접속후 시험 | 코어 |  |  |  | 70331.36 | 0 |  |  |  |  | 0
E10316001002004003 | 제 3호표 광섬유 케이블 시험 및 측정최종시험 | 제 3호표 광섬유 케이블 시험 및 측정 | 최종시험 | 코어 |  |  |  | 140662.72 | 0 |  |  |  |  | 0
E10316001002004004 | 제 4호표 광섬유 케이블 시험 및 측정편광모드 분산측정 | 제 4호표 광섬유 케이블 시험 및 측정 | 편광모드 분산측정 | 코어 |  |  |  | 377231.84 | 0 |  |  |  |  | 0
E10316001002004005 | 제 5호표 광섬유 케이블 시험 및 측정반사손실측정 | 제 5호표 광섬유 케이블 시험 및 측정 | 반사손실측정 | 코어 |  |  |  | 149417.65 | 0 |  |  |  |  | 0
E10316001002004006 | 제 1호표 광섬유 케이블 시험 및 측정광대역폭 측정 | 제 1호표 광섬유 케이블 시험 및 측정 | 광대역폭 측정 | 코어 |  |  |  | 189518.77 | 0 |  |  |  |  | 0
E10316001002005001 | 제 1호표 광섬유 케이블 식별OTDR 확인 | 제 1호표 광섬유 케이블 식별 | OTDR 확인 | 케이블 |  |  |  | 168598.93 | 0 |  |  |  |  | 0
E10316001002008001 | 제 1호표 광단자함(OTP)- | 제 1호표 광단자함(OTP) | - | 개 |  |  |  | 109259.43 | 0 |  |  |  |  | 0
E10316001002009001 | 제 1호표 광분배기4분배기 이하 | 제 1호표 광분배기 | 4분배기 이하 | 개 |  |  |  | 25850.94 | 0 |  |  |  |  | 0
E10316001003001001 | 제 1호표 광섬유 케이블 포설12코어 이하 | 제 1호표 광섬유 케이블 포설 | 12코어 이하 | 100m |  |  |  | 492303.5 | 0 |  |  |  |  | 0
E10316001003001002 | 제 2호표 광섬유 케이블 포설24코어 이하 | 제 2호표 광섬유 케이블 포설 | 24코어 이하 | 100m |  |  |  | 708433.77 | 0 |  |  |  |  | 0
E10315003002001001 | 제 1호표 태양광 충전시스템태양광 전지판 | 제 1호표 태양광 충전시스템 | 태양광 전지판 | 대 |  |  |  | 200145.79 | 0 |  |  |  |  | 0
E10315003002001002 | 제 2호표 태양광 충전시스템전원관리장치 | 제 2호표 태양광 충전시스템 | 전원관리장치 | 대 |  |  |  | 190182.14 | 0 |  |  |  |  | 0
E10415001001001001 | 제 1호표 태양광 발전시스템(태양전지판)50W 이하 | 제 1호표 태양광 발전시스템(태양전지판) | 50W 이하 | 매 |  |  |  | 44182.32 | 0 |  |  |  |  | 0
E10415001001001002 | 제 2호표 태양광 발전시스템(태양전지판)75W 이하 | 제 2호표 태양광 발전시스템(태양전지판) | 75W 이하 | 매 |  |  |  | 51979.2 | 0 |  |  |  |  | 0
E10415001001001003 | 제 3호표 태양광 발전시스템(태양전지판)100W 이하 | 제 3호표 태양광 발전시스템(태양전지판) | 100W 이하 | 매 |  |  |  | 64974 | 0 |  |  |  |  | 0
E10415001001001004 | 제 4호표 태양광 발전시스템(태양전지판)175W 이하 | 제 4호표 태양광 발전시스템(태양전지판) | 175W 이하 | 매 |  |  |  | 90963.6 | 0 |  |  |  |  | 0
E10415001001002001 | 제 1호표 태양광 발전시스템(전력조절기(접속함))5회로 이하 | 제 1호표 태양광 발전시스템(전력조절기(접속함)) | 5회로 이하 | 대 |  |  |  | 103958.4 | 0 |  |  |  |  | 0
E10415001001002002 | 제 2호표 태양광 발전시스템(전력조절기(접속함))10회로 이하 | 제 2호표 태양광 발전시스템(전력조절기(접속함)) | 10회로 이하 | 대 |  |  |  | 129948 | 0 |  |  |  |  | 0
E10415001001002003 | 제 3호표 태양광 발전시스템(전력조절기(접속함))20회로 이하 | 제 3호표 태양광 발전시스템(전력조절기(접속함)) | 20회로 이하 | 대 |  |  |  | 155937.6 | 0 |  |  |  |  | 0
E10415001001003001 | 제 1호표 태양광 발전시스템(인버터)1kVA 이하 | 제 1호표 태양광 발전시스템(인버터) | 1kVA 이하 | 대 |  |  |  | 114354.24 | 0 |  |  |  |  | 0
E10415001001003002 | 제 2호표 태양광 발전시스템(인버터)3kVA 이하 | 제 2호표 태양광 발전시스템(인버터) | 3kVA 이하 | 대 |  |  |  | 171531.36 | 0 |  |  |  |  | 0
E10415001001003003 | 제 3호표 태양광 발전시스템(인버터)5kVA 이하 | 제 3호표 태양광 발전시스템(인버터) | 5kVA 이하 | 대 |  |  |  | 181927.2 | 0 |  |  |  |  | 0
E10415001001003004 | 제 4호표 태양광 발전시스템(인버터)10kVA 이하 | 제 4호표 태양광 발전시스템(인버터) | 10kVA 이하 | 대 |  |  |  | 649740 | 0 |  |  |  |  | 0
E10415001001003005 | 제 5호표 태양광 발전시스템(인버터)20kVA 이하 | 제 5호표 태양광 발전시스템(인버터) | 20kVA 이하 | 대 |  |  |  | 779688 | 0 |  |  |  |  | 0
E10415001001003006 | 제 6호표 태양광 발전시스템(인버터)30kVA 이하 | 제 6호표 태양광 발전시스템(인버터) | 30kVA 이하 | 대 |  |  |  | 909636 | 0 |  |  |  |  | 0
E10415001001003007 | 제 7호표 태양광 발전시스템(인버터)50kVA 이하 | 제 7호표 태양광 발전시스템(인버터) | 50kVA 이하 | 대 |  |  |  | 1039584 | 0 |  |  |  |  | 0
E10415001001003008 | 제 8호표 태양광 발전시스템(인버터)75kVA 이하 | 제 8호표 태양광 발전시스템(인버터) | 75kVA 이하 | 대 |  |  |  | 1299480 | 0 |  |  |  |  | 0
E10415001001003009 | 제 9호표 태양광 발전시스템(인버터)100kVA 이하 | 제 9호표 태양광 발전시스템(인버터) | 100kVA 이하 | 대 |  |  |  | 1819272 | 0 |  |  |  |  | 0
E10415001001003010 | 제 10호표 태양광 발전시스템(인버터)100kVA 초과 | 제 10호표 태양광 발전시스템(인버터) | 100kVA 초과 | 대 |  |  |  | 2598960 | 0 |  |  |  |  | 0
E10415001002001001 | 제 1호표 주택용 태양광설비 설치350W 이하 | 제 1호표 주택용 태양광설비 설치 | 350W 이하 | 대 |  |  |  | 256469.6 | 0 |  |  |  |  | 0
E10415001002001002 | 제 2호표 주택용 태양광설비 설치1,000W 이하 | 제 2호표 주택용 태양광설비 설치 | 1,000W 이하 | 대 |  |  |  | 102587.84 | 0 |  |  |  |  | 0
E10315005001009001 | 제 1호표 접속 및 단자 설치C형 및 원형 슬리브 | 제 1호표 접속 및 단자 설치 | C형 및 원형 슬리브 | 개 |  |  |  | 38095.3 | 0 |  |  |  |  | 0
E10315005001009002 | 제 2호표 접속 및 단자 설치압착단자 | 제 2호표 접속 및 단자 설치 | 압착단자 | 개 |  |  |  | 11428.59 | 0 |  |  |  |  | 0
E10315005001009003 | 제 3호표 접속 및 단자 설치용접(발열) 또는 납땜 | 제 3호표 접속 및 단자 설치 | 용접(발열) 또는 납땜 | 개 |  |  |  | 72381.07 | 0 |  |  |  |  | 0
E10315005001009004 | 제 4호표 접속 및 단자 설치볼트 체결형 | 제 4호표 접속 및 단자 설치 | 볼트 체결형 | 개 |  |  |  | 19047.65 | 0 |  |  |  |  | 0
E10413103001007001 | 제 1호표 접속 및 단자 설치압축(압축만 시행) | 제 1호표 접속 및 단자 설치 | 압축(압축만 시행) | 개 |  |  |  | 36542.745 | 0 |  |  |  |  | 0
E10413103001007002 | 제 2호표 접속 및 단자 설치압축(압축슬리브 사용) | 제 2호표 접속 및 단자 설치 | 압축(압축슬리브 사용) | 개 |  |  |  | 43761.065 | 0 |  |  |  |  | 0
E10413103001007003 | 제 3호표 접속 및 단자 설치납땜 또는 용접 | 제 3호표 접속 및 단자 설치 | 납땜 또는 용접 | 개 |  |  |  | 46016.79 | 0 |  |  |  |  | 0
E10413103001007004 | 제 4호표 접속 및 단자 설치압축단자 | 제 4호표 접속 및 단자 설치 | 압축단자 | 개 |  |  |  | 7218.32 | 0 |  |  |  |  | 0
E10413103001007005 | 제 5호표 접속 및 단자 설치볼트체결형 | 제 5호표 접속 및 단자 설치 | 볼트체결형 | 개 |  |  |  | 12180.915 | 0 |  |  |  |  | 0
E10413103001007006 | 제 6호표 접속 및 단자 설치접지클램프 | 제 6호표 접속 및 단자 설치 | 접지클램프 | 개 |  |  |  | 9022.9 | 0 |  |  |  |  | 0
M071400101200801 | 분전반 · 계량기함 | TD STEEL 분전반 박스 | 550×1,000×160, 1.6T | 개 |  | 148000 | 0 | [6 empty] | 0
M071400101200901 | 분전반 · 계량기함 | TD STEEL 분전반 박스 | 600×700×160, 1.6T | 개 |  | 148000 | 0 | [6 empty] | 0
M071400101200701 | 분전반 · 계량기함 | TD STEEL 분전반 박스 | 550×800×160, 1.6T | 개 |  | 155000 | 0 | [6 empty] | 0
M071400101201001 | 분전반 · 계량기함 | TD STEEL 분전반 박스 | 600×800×160, 1.6T | 개 |  | 168000 | 0 | [6 empty] | 0
M071400101201201 | 분전반 · 계량기함 | TD STEEL 분전반 박스 | 600×1,000×160, 1.6T | 개 |  | 169000 | 0 | [6 empty] | 0
M071400101201401 | 분전반 · 계량기함 | TD STEEL 분전반 박스 | 650×800×160, 1.6T | 개 |  | 183000 | 0 | [6 empty] | 0
M071400101201101 | 분전반 · 계량기함 | TD STEEL 분전반 박스 | 600×900×160, 1.6T | 개 |  | 188000 | 0 | [6 empty] | 0
M071400101202001 | 분전반 · 계량기함 | TD STEEL 분전반 박스 | 700×1,000×160, 1.6T | 개 |  | 188000 | [7 empty] | 0
M071400101202301 | 분전반 · 계량기함 | TD STEEL 분전반 박스 | 800×900×160, 1.6T | 개 |  | 188000 | 0 | [6 empty] | 0
M071400101201801 | 분전반 · 계량기함 | TD STEEL 분전반 박스 | 700×800×160, 1.6T | 개 |  | 198000 | 0 | [6 empty] | 0
M071400101201301 | 분전반 · 계량기함 | TD STEEL 분전반 박스 | 600×1,200×200, 1.6T | 개 |  | 208000 | 0 | [6 empty] | 0
M071400101201901 | 분전반 · 계량기함 | TD STEEL 분전반 박스 | 700×900×160, 1.6T | 개 |  | 220000 | 0 | [6 empty] | 0
M071400101201501 | 분전반 · 계량기함 | TD STEEL 분전반 박스 | 650×1,000×160, 1.6T | 개 |  | 226000 | 0 | [6 empty] | 0
M071400101201601 | 분전반 · 계량기함 | TD STEEL 분전반 박스 | 650×1,100×160, 1.6T | 개 |  | 249000 | 0 | [6 empty] | 0
M071400101202501 | 분전반 · 계량기함 | TD STEEL 분전반 박스 | 800×1,200×200, 1.6T | 개 |  | 253000 | 0 | [6 empty] | 0
M071400101202101 | 분전반 · 계량기함 | TD STEEL 분전반 박스 | 700×1,100×160, 1.6T | 개 |  | 270000 | 0 | [6 empty] | 0
M071400101201701 | 분전반 · 계량기함 | TD STEEL 분전반 박스 | 650×1,200×200, 1.6T | 개 |  | 271000 | 0 | [6 empty] | 0
M071400101202401 | 분전반 · 계량기함 | TD STEEL 분전반 박스 | 800×1,000×200, 1.6T | 개 |  | 280000 | 0 | [6 empty] | 0
M071400101202201 | 분전반 · 계량기함 | TD STEEL 분전반 박스 | 700×1,200×200, 1.6T | 개 |  | 292000 | 0 | [6 empty] | 0
M071400101202601 | 분전반 · 계량기함 | TD STEEL 분전반 박스 | 800×1,400×200, 1.6T | 개 |  | 292000 | 0 | [6 empty] | 0
M071400101202801 | 분전반 · 계량기함 | TD STEEL 분전반 박스 | 800×1,800×250, 1.6T | 개 |  | 403000 | 0 | [6 empty] | 0
M071400101202901 | 분전반 · 계량기함 | TD STEEL 분전반 박스 | 900×1,800×250, 1.6T | 개 |  | 460000 | 0 | [6 empty] | 0
M071400101202701 | 분전반 · 계량기함 | TD STEEL 분전반 박스 | 800×1,600×250, 1.6T | 개 |  | 488000 | 0 | [6 empty] | 0
M071200500600101 | 배선용차단기 | ABS Type 배선용차단기 | ABS 32c , 정격전압:460V,14(10)kA 정격전류:3~30 극수:2P | 대 |  |  | 0 | [6 empty] | 0
M071200500600401 | 배선용차단기 | ABS Type 배선용차단기 | ABS 52c , 정격전압:460V,18kA 정격전류:15~50 극수:2P | 대 |  |  | 0 | [6 empty] | 0
M071200500600701 | 배선용차단기 | ABS Type 배선용차단기 | ABS 62c , 정격전압:460V,18kA 정격전류:15~60 극수:2P | 대 |  |  | 0 | [6 empty] | 0
M071200500600201 | 배선용차단기 | ABS Type 배선용차단기 | ABS 33c , 정격전압:460V,14(10)kA 정격전류:3~30 극수:3P | 대 |  |  | 0 | [6 empty] | 0
M071200500600501 | 배선용차단기 | ABS Type 배선용차단기 | ABS 53c , 정격전압:460V,18kA 정격전류:15~50 극수:3P | 대 |  |  | 0 | [6 empty] | 0
M071200500600801 | 배선용차단기 | ABS Type 배선용차단기 | ABS 63c , 정격전압:460V,18kA 정격전류:15~60 극수:3P | 대 |  |  | 0 | [6 empty] | 0
M071200500600301 | 배선용차단기 | ABS Type 배선용차단기 | ABS 34c , 정격전압:460V,14(10)kA 정격전류:3~30 극수:4P | 대 |  |  | 0 | [6 empty] | 0
M071200500600601 | 배선용차단기 | ABS Type 배선용차단기 | ABS 54c , 정격전압:460V,18kA 정격전류:15~50 극수:4P | 대 |  |  | 0 | [6 empty] | 0
M071200500600901 | 배선용차단기 | ABS Type 배선용차단기 | ABS 64c , 정격전압:460V,18kA 정격전류:15~60 극수:4P | 대 |  |  | 0 | [6 empty] | 0
M071200500601001 | 배선용차단기 | ABS Type 배선용차단기 | ABS 102c , 정격전압:460V,37kA 정격전류:15~125 극수:2P | 대 |  |  | 0 | [6 empty] | 0
M071200500700101 | 배선용차단기 | 배선용차단기 (MCCB) | ABS 103c , 정격전압:460V,37kA 정격전류:15~125 극수:3P | 대 |  |  | 0 | [6 empty] | 0
M071200500700201 | 배선용차단기 | 배선용차단기 (MCCB) | ABS 104c , 정격전압:460V,37kA 정격전류:15~125 극수:4P | 대 |  |  | 0 | [6 empty] | 0
M071200500700301 | 배선용차단기 | 배선용차단기 (MCCB) | ABS 202c , 정격전압:460V,37kA 정격전류:100~250 극수:2P | 대 |  |  | 0 | [6 empty] | 0
M071200500700401 | 배선용차단기 | 배선용차단기 (MCCB) | ABS 203c , 정격전압:460V,37kA 정격전류:100~250 극수:3P | 대 |  |  | 0 | [6 empty] | 0
M071200500700501 | 배선용차단기 | 배선용차단기 (MCCB) | ABS 204c , 정격전압:460V,37kA 정격전류:100~250 극수:4P | 대 |  |  | 0 | [6 empty] | 0
M071200500700601 | 배선용차단기 | 배선용차단기 (MCCB) | ABS 402c , 정격전압:460V,50kA 정격전류:250~400 극수:2P | 대 |  |  | 0 | [6 empty] | 0
M071200500700701 | 배선용차단기 | 배선용차단기 (MCCB) | ABS 403c, 정격전압:460V,50kA 정격전류:250~400 극수:3P | 대 |  |  | 0 | [6 empty] | 0
M071200500700801 | 배선용차단기 | 배선용차단기 (MCCB) | ABS 404c , 정격전압:460V,50kA 정격전류:250~400 극수:4P | 대 |  |  | 0 | [6 empty] | 0
M071200500700901 | 배선용차단기 | 배선용차단기 (MCCB) | ABS 602c , 정격전압:460V,65kA 정격전류:500~630 극수:2P | 대 |  |  | 0 | [6 empty] | 0
M071200500701201 | 배선용차단기 | 배선용차단기 (MCCB) | ABS 802c , 정격전압:460V,65kA 정격전류:700~800 극수:2P | 대 |  |  | 0 | [6 empty] | 0
M071200500701001 | 배선용차단기 | 배선용차단기 (MCCB) | ABS 603c , 정격전압:460V,65kA 정격전류:500~630 극수:3P | 대 |  |  | 0 | [6 empty] | 0
M071200500701101 | 배선용차단기 | 배선용차단기 (MCCB) | ABS 604c , 정격전압:460V,65kA 정격전류:500~630 극수:4P | 대 |  |  | 0 | [6 empty] | 0
M071200500701301 | 배선용차단기 | 배선용차단기 (MCCB) | ABS 803c , 정격전압:460V,65kA 정격전류:700~800 극수:3P | 대 |  |  | 0 | [6 empty] | 0
M071200500701401 | 배선용차단기 | 배선용차단기 (MCCB) | ABS 804c , 정격전압:460V,65kA 정격전류:700~800 극수:4P | 대 |  |  | 0 | [6 empty] | 0
M071200400101901 | 누전차단기(ELB)(2) | 분전반용누전차단기 | EBS32Fb, 극수:2P2E 정격전류:3,5,10,15,20,30 차단전류(220V):5kA 분전반용 | 대 |  | 40600 | 0 | [6 empty] | 0
M071200400102101 | 누전차단기(ELB)(2) | 분전반용누전차단기 | EBS52Fb, 극수:2P2E 정격전류:5,10,15,20,30,40,50 차단전류(220V):5kA 분전반용 | 대 |  | 43000 | 0 | [6 empty] | 0
M071200400102001 | 누전차단기(ELB)(2) | 분전반용누전차단기 | EBS33Fb, 극수:2P3E 정격전류:3,5,10,15,20,30 차단전류(220V):5kA 분전반용 | 대 |  | 48100 | 0 | [6 empty] | 0
M071200400102201 | 누전차단기(ELB)(2) | 분전반용누전차단기 | EBS53Fb, 극수:2P3E 정격전류:5,10,15,20,30,40,50 차단전류(220V):5kA 분전반용 | 대 |  | 52700 | 0 | [6 empty] | 0
M071200400300101 | 누전차단기(ELB)(2) | EBS Type 누전차단기 | EBS32c, 극수:2P 정격전류:15~30 차단전류(460V):14kA | 대 |  | 72700 | 0 | [6 empty] | 0
M071200400300201 | 누전차단기(ELB)(2) | EBS Type 누전차단기 | EBS 33c, 극수:3P 정격전류:15~30 차단전류(460V):14kA | 대 |  | 73900 | 0 | [6 empty] | 0
M071200400102301 | 누전차단기(ELB)(2) | 분전반용누전차단기 | EBS102Fb, 극수:2P2E 정격전류:60,75,100 차단전류(220V):10kA 분전반용 | 대 |  | 90200 | 0 | [6 empty] | 0
M071200400300301 | 누전차단기(ELB)(2) | EBS Type 누전차단기 | EBS 34c, 극수:4P 정격전류:15~30 차단전류(460V):14kA | 대 |  | 110000 | 0 | [6 empty] | 0
M071200400301101 | 누전차단기(ELB)(2) | EBS Type 누전차단기 | EBS 204c, 극수:4P 정격전류:100~250 차단전류(460V):37kA | 대 |  | 110000 | 0 | [6 empty] | 0
M071200400102401 | 누전차단기(ELB)(2) | 분전반용누전차단기 | EBS103Fb, 극수:2P3E 정격전류:60,75,100 차단전류(220V):10kA 분전반용 | 대 |  | 113000 | 0 | [6 empty] | 0
M071200400300401 | 누전차단기(ELB)(2) | EBS Type 누전차단기 | EBS 53c, 극수:3P 정격전류:15~50 차단전류(460V):18kA | 대 |  | 131000 | 0 | [6 empty] | 0
M071200400300601 | 누전차단기(ELB)(2) | EBS Type 누전차단기 | EBS 63c, 극수:3P 정격전류:60 차단전류(460V):18kA | 대 |  | 134000 | 0 | [6 empty] | 0
M071200400300501 | 누전차단기(ELB)(2) | EBS Type 누전차단기 | EBS 54c, 극수:4P 정격전류:15~50 차단전류(460V):18kA | 대 |  | 143000 | 0 | [6 empty] | 0
M071200400300701 | 누전차단기(ELB)(2) | EBS Type 누전차단기 | EBS 64c, 극수:4P 정격전류:60 차단전류(460V):18kA | 대 |  | 170000 | 0 | [6 empty] | 0
M071200400300801 | 누전차단기(ELB)(2) | EBS Type 누전차단기 | EBS 103c, 극수:3P 정격전류:15~125 차단전류(460V):37kA | 대 |  | 178000 | 0 | [6 empty] | 0
M071200400300901 | 누전차단기(ELB)(2) | EBS Type 누전차단기 | EBS 104c, 극수:4P 정격전류:15~125 차단전류(460V):37kA | 대 |  | 214000 | 0 | [6 empty] | 0
M071200400301001 | 누전차단기(ELB)(2) | EBS Type 누전차단기 | EBS 203c, 극수:3P 정격전류:100~250 차단전류(460V):37kA | 대 |  | 444000 | 0 | [6 empty] | 0
M071200400301201 | 누전차단기(ELB)(2) | EBS Type 누전차단기 | EBS 403c, 극수:3P 정격전류:250~400 차단전류(460V):50kA | 대 |  | 644000 | 0 | [6 empty] | 0
M071200400301301 | 누전차단기(ELB)(2) | EBS Type 누전차단기 | EBS 404c, 극수:4P 정격전류:250~400 차단전류(460V):50kA | 대 |  | 856000 | 0 | [6 empty] | 0
M071200400301401 | 누전차단기(ELB)(2) | EBS Type 누전차단기 | EBS 603c, 극수:3P 정격전류:500~630 차단전류(460V):65kA | 대 |  | 1202000 | 0 | [6 empty] | 0
M071200400301501 | 누전차단기(ELB)(2) | EBS Type 누전차단기 | EBS 803c, 극수:3P 정격전류:700~800 차단전류(460V):65kA | 대 |  | 1464000 | 0 | [6 empty] | 0
M071200400100101 | 누전차단기(ELB)(2) | 분전반용누전차단기 | 32KGRc, 극수:2P2E 정격전류:15,20,30 차단전류(220V):1.5kA 분전반용 | 대 |  | 13900 | 0 | [6 empty] | 0
M071200400100201 | 누전차단기(ELB)(2) | 분전반용누전차단기 | 32GRc, 극수:2P2E 정격전류:15,20,30 차단전류(220V):1.5kA 분전반용 | 대 |  | 13900 | 0 | [6 empty] | 0
M071200400100401 | 누전차단기(ELB)(2) | 분전반용누전차단기 | 32KGRd, 극수:2P2E 정격전류:15,20,30 차단전류(220V):2.5kA 분전반용 | 대 |  | 13900 | 0 | [6 empty] | 0
M071200400100501 | 누전차단기(ELB)(2) | 분전반용누전차단기 | 32GRd, 극수:2P2E 정격전류:15,20,30 차단전류(220V):2.5kA 분전반용 | 대 |  | 13900 | 0 | [6 empty] | 0
M071200400100801 | 누전차단기(ELB)(2) | 분전반용누전차단기 | 32GRc, 극수:2P2E 정격전류:16,20,32 차단전류(220V):1.5kA 분전반용 | 대 |  | 14800 | 0 | [6 empty] | 0
M071200400101101 | 누전차단기(ELB)(2) | 분전반용누전차단기 | 32GRd, 극수:2P2E 정격전류:16,20,32 차단전류(220V):2.5kA 분전반용 | 대 |  | 16100 | 0 | [6 empty] | 0
M071200400101001 | 누전차단기(ELB)(2) | 분전반용누전차단기 | 32KGRd, 극수:2P2E 정격전류:16,20,32 차단전류(220V):2.5kA 분전반용 | 대 |  | 16400 | 0 | [6 empty] | 0
M071200400100701 | 누전차단기(ELB)(2) | 분전반용누전차단기 | 32KGRc, 극수:2P2E 정격전류:16,20,32 차단전류(220V):1.5kA 분전반용 | 대 |  | 16500 | 0 | [6 empty] | 0
M071200400100301 | 누전차단기(ELB)(2) | 분전반용누전차단기 | 32GRhc, 극수:2P2E 정격전류:15,20,30 차단전류(220V):1.5kA 분전반용 | 대 |  | 27000 | 0 | [6 empty] | 0
M071200400100601 | 누전차단기(ELB)(2) | 분전반용누전차단기 | 32GRhd, 극수:2P2E 정격전류:15,20,30 차단전류(220V):2.5kA 분전반용 | 대 |  | 30500 | 0 | [6 empty] | 0
M071200400100901 | 누전차단기(ELB)(2) | 분전반용누전차단기 | 32GRhc, 극수:2P2E 정격전류:16,20,32 차단전류(220V):1.5kA 분전반용 | 대 |  | 31000 | 0 | [6 empty] | 0
M071200400101201 | 누전차단기(ELB)(2) | 분전반용누전차단기 | 32GRhd, 극수:2P2E 정격전류:16,20,32 차단전류(220V):2.5kA 분전반용 | 대 |  | 35500 | 0 | [6 empty] | 0
M071200400101301 | 누전차단기(ELB)(2) | 분전반용누전차단기 | EBE 32Fb, 극수:2P2E 정격전류:5,10,15,20,30 차단전류(220V):2.5kA 분전반용 | 대 |  | 38900 | 0 | [6 empty] | 0
M071200400101901 | 누전차단기(ELB)(2) | 분전반용누전차단기 | EBS32Fb, 극수:2P2E 정격전류:3,5,10,15,20,30 차단전류(220V):5kA 분전반용 | 대 |  | 40600 | 0 | [6 empty] | 0
M071200400300101 | 누전차단기(ELB)(2) | EBS Type 누전차단기 | EBS32c, 극수:2P 정격전류:15~30 차단전류(460V):14kA | 대 |  | 72700 | 0 | [6 empty] | 0
M071200400101301 | 누전차단기(ELB)(2) | 분전반용누전차단기 | EBE 32Fb, 극수:2P2E 정격전류:5,10,15,20,30 차단전류(220V):2.5kA 분전반용 | 대 |  | 38900 | 0 | [6 empty] | 0
M071200400101501 | 누전차단기(ELB)(2) | 분전반용누전차단기 | EBE 52Fb, 극수:2P2E 정격전류:15,20,30,40,50 차단전류(220V):2.5kA 분전반용 | 대 |  | 42200 | 0 | [6 empty] | 0
M071200400101401 | 누전차단기(ELB)(2) | 분전반용누전차단기 | EBE 33Fb, 극수:2P3E 정격전류:5,10,15,20,30 차단전류(220V):2.5kA 분전반용 | 대 |  | 47000 | 0 | [6 empty] | 0
M071200400101601 | 누전차단기(ELB)(2) | 분전반용누전차단기 | EBE 53Fb, 극수:2P3E 정격전류:15,20,30,40,50 차단전류(220V):2.5kA 분전반용 | 대 |  | 51900 | 0 | [6 empty] | 0
M071200400101701 | 누전차단기(ELB)(2) | 분전반용누전차단기 | EBE 102Fb, 극수:2P2E 정격전류:60,75,100 차단전류(220V):5kA 분전반용 | 대 |  | 83300 | 0 | [6 empty] | 0
M071200400101801 | 누전차단기(ELB)(2) | 분전반용누전차단기 | EBE 103Fb, 극수:2P3E 정격전류:60,75,100 차단전류(220V):5kA 분전반용 | 대 |  | 95500 | 0 | [6 empty] | 0
M070802500100101 | 전선덕트 | AL 덕트(분체도장가능) | 50×35㎜, 1M (포장수:30), 3M | m |  | 15000 | 0 | [6 empty] | 0
M070802500100201 | 전선덕트 | AL 덕트(분체도장가능) | 60×60㎜, 1M (포장수:30), 3M | m |  | 20000 | 0 | [6 empty] | 0
M070802500100301 | 전선덕트 | AL 덕트(분체도장가능) | 70×40㎜, 1M (포장수:30), 3M | m |  | 20000 | 0 | [6 empty] | 0
M070802500100401 | 전선덕트 | AL 덕트(분체도장가능) | 100×50㎜, 1M (포장수:20), 3M | m |  | 25000 | 0 | [6 empty] | 0
M070802500100501 | 전선덕트 | AL 덕트(분체도장가능) | 120×60㎜, 1M (포장수:14), 3M | m |  | 35000 | 0 | [6 empty] | 0
M070802500100601 | 전선덕트 | AL 덕트(분체도장가능) | 150×100㎜, 1M (포장수:10), 3M | m |  | 50000 | 0 | [6 empty] | 0
M070801500100101 | 강제전선관 | 후강전선관 아연도금 | 16㎜, 외경21.0㎜, 두께2.3㎜, 중량1.06㎏/m | m |  | 3210 | 0 | [6 empty] | 0
M070801500100201 | 강제전선관 | 후강전선관 아연도금 | 22㎜, 외경26.5㎜, 두께2.3㎜, 중량1.37㎏/m | m |  | 4370 | 0 | [6 empty] | 0
M070801500100301 | 강제전선관 | 후강전선관 아연도금 | 28㎜, 외경33.3㎜, 두께2.5㎜, 중량1.90㎏/m | m |  | 5710 | 0 | [6 empty] | 0
M070801500100401 | 강제전선관 | 후강전선관 아연도금 | 36㎜, 외경41.9㎜, 두께2.5㎜, 중량2.43㎏/m | m |  | 7310 | 0 | [6 empty] | 0
M070801500100501 | 강제전선관 | 후강전선관 아연도금 | 42㎜, 외경47.8㎜, 두께2.5㎜, 중량2.79㎏/m | m |  | 8400 | 0 | [6 empty] | 0
M070801500100601 | 강제전선관 | 후강전선관 아연도금 | 54㎜, 외경56.9㎜, 두께2.8㎜, 중량3.92㎏/m | m |  | 11800 | 0 | [6 empty] | 0
M070801500100701 | 강제전선관 | 후강전선관 아연도금 | 70㎜, 외경75.2㎜, 두께2.8㎜, 중량5.00㎏/m | m |  | 15000 | 0 | [6 empty] | 0
M070801500100801 | 강제전선관 | 후강전선관 아연도금 | 82㎜, 외경87.9㎜, 두께2.8㎜, 중량5.88㎏/m | m |  | 17300 | 0 | [6 empty] | 0
M070801500100901 | 강제전선관 | 후강전선관 아연도금 | 104㎜, 외경113.4㎜, 두께3.5㎜, 중량9.48㎏/m | m |  | 28000 | 0 | [6 empty] | 0
M070802200100101 | 플렉시블전선관부품-2 | 후렉시블전선관콘넥타코드(천장매입용) PVC콘넥타양측형 | 1.0m, 비방수 16㎜ | 개 |  | 1800 | 0 | [6 empty] | 0
M070802200500101 | 플렉시블전선관부품-2 | 후렉시블전선관콘넥타코드(천장매입용) PVC콘넥타양측형 | 1.5m, 비방수 16㎜ | 개 |  | 2000 | 0 | [6 empty] | 0
M070802200900101 | 플렉시블전선관부품-2 | 후렉시블전선관콘넥타코드(천장매입용) PVC콘넥타양측형 | 2.0m, 비방수 16㎜ | 개 |  | 2100 | 0 | [6 empty] | 0
M070802200300101 | 플렉시블전선관부품-2 | 후렉시블전선관콘넥타코드(천장매입용) PVC콘넥타양측형 | 1.0m, 고장력 16㎜ | 개 |  | 2300 | 0 | [6 empty] | 0
M070802200700101 | 플렉시블전선관부품-2 | 후렉시블전선관콘넥타코드(천장매입용) PVC콘넥타양측형 | 1.5m, 고장력 16㎜ | 개 |  | 2300 | 0 | [6 empty] | 0
M070802201300101 | 플렉시블전선관부품-2 | 후렉시블전선관콘넥타코드(천장매입용) PVC콘넥타양측형 | 3.0m, 비방수 16㎜ | 개 |  | 2300 | 0 | [6 empty] | 0
M070802201100101 | 플렉시블전선관부품-2 | 후렉시블전선관콘넥타코드(천장매입용) PVC콘넥타양측형 | 2.0m, 고장력 16㎜ | 개 |  | 2500 | 0 | [6 empty] | 0
M070802201500101 | 플렉시블전선관부품-2 | 후렉시블전선관콘넥타코드(천장매입용) PVC콘넥타양측형 | 3.0m, 고장력 16㎜ | 개 |  | 2700 | 0 | [6 empty] | 0
M070802200200101 | 플렉시블전선관부품-2 | 후렉시블전선관콘넥타코드(천장매입용) 아연도콘넥타양측형 | 1.0m, 비방수 16㎜ | 개 |  | 3000 | 0 | [6 empty] | 0
M070802200600101 | 플렉시블전선관부품-2 | 후렉시블전선관콘넥타코드(천장매입용) 아연도콘넥타양측형 | 1.5m, 비방수 16㎜ | 개 |  | 3200 | 0 | [6 empty] | 0
M070802200400101 | 플렉시블전선관부품-2 | 후렉시블전선관콘넥타코드(천장매입용) 아연도콘넥타양측형 | 1.0m, 고장력 16㎜ | 개 |  | 3300 | 0 | [6 empty] | 0
M070802201000101 | 플렉시블전선관부품-2 | 후렉시블전선관콘넥타코드(천장매입용) 아연도콘넥타양측형 | 2.0m, 비방수 16㎜ | 개 |  | 3400 | 0 | [6 empty] | 0
M070802200800101 | 플렉시블전선관부품-2 | 후렉시블전선관콘넥타코드(천장매입용) 아연도콘넥타양측형 | 1.5m, 고장력 16㎜ | 개 |  | 3500 | 0 | [6 empty] | 0
M070802201400101 | 플렉시블전선관부품-2 | 후렉시블전선관콘넥타코드(천장매입용) 아연도콘넥타양측형 | 3.0m, 비방수 16㎜ | 개 |  | 3600 | 0 | [6 empty] | 0
M070802201200101 | 플렉시블전선관부품-2 | 후렉시블전선관콘넥타코드(천장매입용) 아연도콘넥타양측형 | 2.0m, 고장력 16㎜ | 개 |  | 4000 | 0 | [6 empty] | 0
M070802201600101 | 플렉시블전선관부품-2 | 후렉시블전선관콘넥타코드(천장매입용) 아연도콘넥타양측형 | 3.0m, 고장력 16㎜ | 개 |  | 4200 | 0 | [6 empty] | 0
M070800700900101 | 강제전선관부품-1 | 새들 | 16㎜, ㉿ | 개 |  | 98 | 0 | [6 empty] | 0
M070800700600101 | 강제전선관부품-1 | 로크너트 | 16㎜, ㉿ | 개 |  | 98 | 0 | [6 empty] | 0
M070800702900101 | 강제전선관부품-1 | 새들 | 22㎜, ㉿ | 개 |  | 98 | 0 | [6 empty] | 0
M070800702600101 | 강제전선관부품-1 | 로크너트 | 22㎜, ㉿ | 개 |  | 98 | 0 | [6 empty] | 0
M070800704900101 | 강제전선관부품-1 | 새들 | 28㎜, ㉿ | 개 |  | 120 | 0 | [6 empty] | 0
M070800700300101 | 강제전선관부품-1 | 부싱 | 16㎜, ㉿ | 개 |  | 130 | 0 | [6 empty] | 0
M070800706900101 | 강제전선관부품-1 | 새들 | 36㎜, ㉿ | 개 |  | 140 | 0 | [6 empty] | 0
M070800701000101 | 강제전선관부품-1 | 반새들 | 16㎜, ㉿ | 개 |  | 140 | 0 | [6 empty] | 0
M070800700700101 | 강제전선관부품-1 | 크램프 | 16㎜, 일반(볼트, 너트별도) | 개 |  | 150 | 0 | [6 empty] | 0
M070800701100101 | 강제전선관부품-1 | U새들 | 16㎜, 일반(볼트별도) | 개 |  | 160 | 0 | [6 empty] | 0
M070800703100101 | 강제전선관부품-1 | U새들 | 22㎜, 일반(볼트별도) | 개 |  | 160 | 0 | [6 empty] | 0
M070800702700101 | 강제전선관부품-1 | 크램프 | 22㎜, 일반(볼트, 너트별도) | 개 |  | 160 | 0 | [6 empty] | 0
M070800703000101 | 강제전선관부품-1 | 반새들 | 22㎜, ㉿ | 개 |  | 160 | 0 | [6 empty] | 0
M070800708800101 | 강제전선관부품-1 | 새들 | 42㎜, ㉿ | 개 |  | 170 | 0 | [6 empty] | 0
M070800702300101 | 강제전선관부품-1 | 부싱 | 22㎜, ㉿ | 개 |  | 180 | 0 | [6 empty] | 0
M070800704700101 | 강제전선관부품-1 | 크램프 | 28㎜, 일반(볼트, 너트별도) | 개 |  | 190 | 0 | [6 empty] | 0
M070800704600101 | 강제전선관부품-1 | 로크너트 | 28㎜, ㉿ | 개 |  | 210 | 0 | [6 empty] | 0
M070800700800101 | 강제전선관부품-1 | KS크램프 | 16㎜, 일반 | 개 |  | 210 | 0 | [6 empty] | 0
M070800702800101 | 강제전선관부품-1 | KS크램프 | 22㎜, 일반 | 개 |  | 210 | 0 | [6 empty] | 0
M070800704800101 | 강제전선관부품-1 | KS크램프 | 28㎜, 일반 | 개 |  | 210 | 0 | [6 empty] | 0
M070800706700101 | 강제전선관부품-1 | 크램프 | 36㎜, 일반(볼트, 너트별도) | 개 |  | 240 | 0 | [6 empty] | 0
M070800704300101 | 강제전선관부품-1 | 부싱 | 28㎜, ㉿ | 개 |  | 260 | 0 | [6 empty] | 0
M070800705100101 | 강제전선관부품-1 | U새들 | 28㎜, 일반(볼트별도) | 개 |  | 260 | 0 | [6 empty] | 0
M070800706600101 | 강제전선관부품-1 | 로크너트 | 36㎜, ㉿ | 개 |  | 280 | 0 | [6 empty] | 0
M070800708600101 | 강제전선관부품-1 | 크램프 | 42㎜, 일반(볼트, 너트별도) | 개 |  | 280 | 0 | [6 empty] | 0
M070800710600101 | 강제전선관부품-1 | 새들 | 54㎜, ㉿ | 개 |  | 280 | 0 | [6 empty] | 0
M070800710400101 | 강제전선관부품-1 | 크램프 | 54㎜, 일반(볼트, 너트별도) | 개 |  | 310 | 0 | [6 empty] | 0
M070800700700201 | 강제전선관부품-1 | 크램프 | 16㎜, 용융아연(볼트, 너트별도) | 개 |  | 340 | 0 | [6 empty] | 0
M070800705000101 | 강제전선관부품-1 | 반새들 | 28㎜, ㉿ | 개 |  | 340 | 0 | [6 empty] | 0
M070800706800101 | 강제전선관부품-1 | KS크램프 | 36㎜, 일반 | 개 |  | 350 | 0 | [6 empty] | 0
M070800708700101 | 강제전선관부품-1 | KS크램프 | 42㎜, 일반 | 개 |  | 360 | 0 | [6 empty] | 0
M070800700400101 | 강제전선관부품-1 | 인슈레드부싱 | 16㎜, ㉿ | 개 |  | 370 | 0 | [6 empty] | 0
M070800712200101 | 강제전선관부품-1 | 크램프 | 70㎜, 일반(볼트, 너트별도) | 개 |  | 390 | 0 | [6 empty] | 0
M070800708500101 | 강제전선관부품-1 | 로크너트 | 42㎜, ㉿ | 개 |  | 390 | 0 | [6 empty] | 0
M070800706300101 | 강제전선관부품-1 | 부싱 | 36㎜, ㉿ | 개 |  | 410 | 0 | [6 empty] | 0
M070800702700201 | 강제전선관부품-1 | 크램프 | 22㎜, 용융아연(볼트, 너트별도) | 개 |  | 410 | 0 | [6 empty] | 0
M070800702400101 | 강제전선관부품-1 | 인슈레드부싱 | 22㎜, ㉿ | 개 |  | 420 | 0 | [6 empty] | 0
M070800700500101 | 강제전선관부품-1 | 절연접지부싱 | 16㎜, ㉿ | 개 |  | 460 | 0 | [6 empty] | 0
M070800704400101 | 강제전선관부품-1 | 인슈레드부싱 | 28㎜, ㉿ | 개 |  | 470 | 0 | [6 empty] | 0
M070800700200101 | 강제전선관부품-1 | 카프링 | 16㎜, ㉿ | 개 |  | 470 | 0 | [6 empty] | 0
M070800710500101 | 강제전선관부품-1 | KS크램프 | 54㎜, 일반 | 개 |  | 470 | 0 | [6 empty] | 0
M070800702200101 | 강제전선관부품-1 | 카프링 | 22㎜, ㉿ | 개 |  | 470 | 0 | [6 empty] | 0
M070800707100101 | 강제전선관부품-1 | U새들 | 36㎜, 일반(볼트별도) | 개 |  | 470 | 0 | [6 empty] | 0
M070800704700201 | 강제전선관부품-1 | 크램프 | 28㎜, 용융아연(볼트, 너트별도) | 개 |  | 490 | 0 | [6 empty] | 0
M070800713900101 | 강제전선관부품-1 | 크램프 | 82㎜, 일반(볼트, 너트별도) | 개 |  | 500 | 0 | [6 empty] | 0
M070800702500101 | 강제전선관부품-1 | 절연접지부싱 | 22㎜, ㉿ | 개 |  | 530 | 0 | [6 empty] | 0
M070800708200101 | 강제전선관부품-1 | 부싱 | 42㎜, ㉿ | 개 |  | 530 | 0 | [6 empty] | 0
M070800701500101 | 강제전선관부품-1 | JI FLEX SF(비방수) | 16㎜, KS | m |  | 560 | 0 | [6 empty] | 0
M070800706700201 | 강제전선관부품-1 | 크램프 | 36㎜, 용융아연(볼트, 너트별도) | 개 |  | 570 | 0 | [6 empty] | 0
M070800700700301 | 강제전선관부품-1 | 크램프 | 16㎜, STS(볼트, 너트별도) | 개 |  | 580 | 0 | [6 empty] | 0
M070800712400101 | 강제전선관부품-1 | 새들 | 70㎜, ㉿ | 개 |  | 590 | 0 | [6 empty] | 0
M070800708600201 | 강제전선관부품-1 | 크램프 | 42㎜, 용융아연(볼트, 너트별도) | 개 |  | 590 | 0 | [6 empty] | 0
M070800701600101 | 강제전선관부품-1 | JI FLEX GW(일반방수) | 16㎜, KS | m |  | 590 | 0 | [6 empty] | 0
M070800704200101 | 강제전선관부품-1 | 카프링 | 28㎜, ㉿ | 개 |  | 610 | 0 | [6 empty] | 0
M070800715600101 | 강제전선관부품-1 | 크램프 | 104㎜, 일반(볼트, 너트별도) | 개 |  | 620 | 0 | [6 empty] | 0
M070800701200101 | 강제전선관부품-1 | 파이프행거 | 16㎜, ㉿ | 개 |  | 650 | 0 | [6 empty] | 0
M070800706400101 | 강제전선관부품-1 | 인슈레드부싱 | 36㎜, ㉿ | 개 |  | 650 | 0 | [6 empty] | 0
M070800710300101 | 강제전선관부품-1 | 로크너트 | 54㎜, ㉿ | 개 |  | 650 | 0 | [6 empty] | 0
M070800703200101 | 강제전선관부품-1 | 파이프행거 | 22㎜, ㉿ | 개 |  | 660 | 0 | [6 empty] | 0
M070800714100101 | 강제전선관부품-1 | 새들 | 82㎜, ㉿ | 개 |  | 660 | 0 | [6 empty] | 0
M070800704500101 | 강제전선관부품-1 | 절연접지부싱 | 28㎜, ㉿ | 개 |  | 700 | 0 | [6 empty] | 0
M070800702700301 | 강제전선관부품-1 | 크램프 | 22㎜, STS(볼트, 너트별도) | 개 |  | 720 | 0 | [6 empty] | 0
M070800707000101 | 강제전선관부품-1 | 반새들 | 36㎜, ㉿ | 개 |  | 720 | 0 | [6 empty] | 0
M070800705200101 | 강제전선관부품-1 | 파이프행거 | 28㎜, ㉿ | 개 |  | 730 | 0 | [6 empty] | 0
M070800707200101 | 강제전선관부품-1 | 파이프행거 | 36㎜, ㉿ | 개 |  | 730 | 0 | [6 empty] | 0
M070800709000101 | 강제전선관부품-1 | 파이프행거 | 42㎜, ㉿ | 개 |  | 730 | 0 | [6 empty] | 0
M070800712300101 | 강제전선관부품-1 | KS크램프 | 70㎜, 일반 | 개 |  | 730 | 0 | [6 empty] | 0
M070800710000101 | 강제전선관부품-1 | 부싱 | 54㎜, ㉿ | 개 |  | 750 | 0 | [6 empty] | 0
M070800706500101 | 강제전선관부품-1 | 절연접지부싱 | 36㎜, ㉿ | 개 |  | 800 | 0 | [6 empty] | 0
M070800704700301 | 강제전선관부품-1 | 크램프 | 28㎜, STS(볼트, 너트별도) | 개 |  | 810 | 0 | [6 empty] | 0
M070800710400201 | 강제전선관부품-1 | 크램프 | 54㎜, 용융아연(볼트, 너트별도) | 개 |  | 820 | 0 | [6 empty] | 0
M070800701800101 | 강제전선관부품-1 | JI FLEX 아연방수콘박스타입 | 16㎜, KS | 개 |  | 830 | 0 | [6 empty] | 0
M070800714000101 | 강제전선관부품-1 | KS크램프 | 82㎜, 일반 | 개 |  | 830 | 0 | [6 empty] | 0
M070800715800101 | 강제전선관부품-1 | 새들 | 104㎜, ㉿ | 개 |  | 930 | 0 | [6 empty] | 0
M070800703500101 | 강제전선관부품-1 | JI FLEX SF(비방수) | 22㎜, KS | m |  | 930 | 0 | [6 empty] | 0
M070800712200201 | 강제전선관부품-1 | 크램프 | 70㎜, 용융아연(볼트, 너트별도) | 개 |  | 960 | 0 | [6 empty] | 0
M070800706700301 | 강제전선관부품-1 | 크램프 | 36㎜, STS(볼트, 너트별도) | 개 |  | 970 | 0 | [6 empty] | 0
M070800712100101 | 강제전선관부품-1 | 로크너트 | 70㎜, ㉿ | 개 |  | 990 | 0 | [6 empty] | 0
M070800703600101 | 강제전선관부품-1 | JI FLEX GW(일반방수) | 22㎜, KS | m |  | 1000 | 0 | [6 empty] | 0
M070800715700101 | 강제전선관부품-1 | KS크램프 | 104㎜, 일반 | 개 |  | 1040 | 0 | [6 empty] | 0
M070800701700101 | 강제전선관부품-1 | JI FLEX SW(고장력방수) | 16㎜, KS | m |  | 1060 | 0 | [6 empty] | 0
M070800708300101 | 강제전선관부품-1 | 인슈레드부싱 | 42㎜, ㉿ | 개 |  | 1070 | 0 | [6 empty] | 0
M070800703800101 | 강제전선관부품-1 | JI FLEX 아연방수콘박스타입 | 22㎜, KS | 개 |  | 1100 | 0 | [6 empty] | 0
M070800705500101 | 강제전선관부품-1 | JI FLEX SF(비방수) | 28㎜, KS | m |  | 1110 | 0 | [6 empty] | 0
M070800708600301 | 강제전선관부품-1 | 크램프 | 42㎜, STS(볼트, 너트별도) | 개 |  | 1120 | 0 | [6 empty] | 0
M070800708900101 | 강제전선관부품-1 | 반새들 | 42㎜, ㉿ | 개 |  | 1130 | 0 | [6 empty] | 0
M070800710800101 | 강제전선관부품-1 | 파이프행거 | 54㎜, ㉿ | 개 |  | 1130 | 0 | [6 empty] | 0
M070800706200101 | 강제전선관부품-1 | 카프링 | 36㎜, ㉿ | 개 |  | 1140 | 0 | [6 empty] | 0
M070800705600101 | 강제전선관부품-1 | JI FLEX GW(일반방수) | 28㎜, KS | m |  | 1170 | 0 | [6 empty] | 0
M070800713900201 | 강제전선관부품-1 | 크램프 | 82㎜, 용융아연(볼트, 너트별도) | 개 |  | 1230 | 0 | [6 empty] | 0
M070800712500101 | 강제전선관부품-1 | 파이프행거 | 70㎜, ㉿ | 개 |  | 1260 | 0 | [6 empty] | 0
M070800708400101 | 강제전선관부품-1 | 절연접지부싱 | 42㎜, ㉿ | 개 |  | 1260 | 0 | [6 empty] | 0
M070800710400301 | 강제전선관부품-1 | 크램프 | 54㎜, STS(볼트, 너트별도) | 개 |  | 1270 | 0 | [6 empty] | 0
M070800711800101 | 강제전선관부품-1 | 부싱 | 70㎜, ㉿ | 개 |  | 1290 | 0 | [6 empty] | 0
M070800703700101 | 강제전선관부품-1 | JI FLEX SW(고장력방수) | 22㎜, KS | m |  | 1340 | 0 | [6 empty] | 0
M070800708100101 | 강제전선관부품-1 | 카프링 | 42㎜, ㉿ | 개 |  | 1350 | 0 | [6 empty] | 0
M070800707500101 | 강제전선관부품-1 | JI FLEX GW(일반방수) | 36㎜, KS | m |  | 1520 | 0 | [6 empty] | 0
M070800713800101 | 강제전선관부품-1 | 로크너트 | 82㎜, ㉿ | 개 |  | 1580 | 0 | [6 empty] | 0
M070800715600201 | 강제전선관부품-1 | 크램프 | 104㎜, 용융아연(볼트, 너트별도) | 개 |  | 1590 | 0 | [6 empty] | 0
M070800710700101 | 강제전선관부품-1 | 반새들 | 54㎜, ㉿ | 개 |  | 1620 | 0 | [6 empty] | 0
M070800710100101 | 강제전선관부품-1 | 인슈레드부싱 | 54㎜, ㉿ | 개 |  | 1650 | 0 | [6 empty] | 0
M070800712200301 | 강제전선관부품-1 | 크램프 | 70㎜, STS(볼트, 너트별도) | 개 |  | 1670 | 0 | [6 empty] | 0
M070800705800101 | 강제전선관부품-1 | JI FLEX 아연방수콘박스타입 | 28㎜, KS | 개 |  | 1670 | 0 | [6 empty] | 0
M070800714200101 | 강제전선관부품-1 | 파이프행거 | 82㎜, ㉿ | 개 |  | 1710 | 0 | [6 empty] | 0
M070800715500101 | 강제전선관부품-1 | 로크너트 | 104㎜, ㉿ | 개 |  | 1860 | 0 | [6 empty] | 0
M070800707400101 | 강제전선관부품-1 | JI FLEX SF(비방수) | 36㎜, KS | m |  | 1870 | 0 | [6 empty] | 0
M070800705700101 | 강제전선관부품-1 | JI FLEX SW(고장력방수) | 28㎜, KS | m |  | 1940 | 0 | [6 empty] | 0
M070800710200101 | 강제전선관부품-1 | 절연접지부싱 | 54㎜, ㉿ | 개 |  | 1960 | 0 | [6 empty] | 0
M070800711900101 | 강제전선관부품-1 | 인슈레드부싱 | 70㎜, ㉿ | 개 |  | 2000 | 0 | [6 empty] | 0
M070800713900301 | 강제전선관부품-1 | 크램프 | 82㎜, STS(볼트, 너트별도) | 개 |  | 2070 | 0 | [6 empty] | 0
M070800715600301 | 강제전선관부품-1 | 크램프 | 104㎜, STS(볼트, 너트별도) | 개 |  | 2090 | 0 | [6 empty] | 0
M070800713500101 | 강제전선관부품-1 | 부싱 | 82㎜, ㉿ | 개 |  | 2140 | 0 | [6 empty] | 0
M070800709900101 | 강제전선관부품-1 | 카프링 | 54㎜, ㉿ | 개 |  | 2170 | 0 | [6 empty] | 0
M070800715900101 | 강제전선관부품-1 | 파이프행거 | 104㎜, ㉿ | 개 |  | 2200 | 0 | [6 empty] | 0
M070800707700101 | 강제전선관부품-1 | JI FLEX 아연방수콘박스타입 | 36㎜, KS | 개 |  | 2290 | 0 | [6 empty] | 0
M070800712000101 | 강제전선관부품-1 | 절연접지부싱 | 70㎜, ㉿ | 개 |  | 2370 | 0 | [6 empty] | 0
M070800700100101 | 강제전선관부품-1 | 노말밴드 | 16㎜, ㉿ | 개 |  | 2400 | 0 | [6 empty] | 0
M070800702100101 | 강제전선관부품-1 | 노말밴드 | 22㎜, ㉿ | 개 |  | 2400 | 0 | [6 empty] | 0
M070800709300101 | 강제전선관부품-1 | JI FLEX GW(일반방수) | 42㎜, KS | m |  | 2450 | 0 | [6 empty] | 0
M070800709200101 | 강제전선관부품-1 | JI FLEX SF(비방수) | 42㎜, KS | m |  | 2550 | 0 | [6 empty] | 0
M070800707600101 | 강제전선관부품-1 | JI FLEX SW(고장력방수) | 36㎜, KS | m |  | 2820 | 0 | [6 empty] | 0
M070800701300201 | 강제전선관부품-1 | 유니버셜 | 16㎜, ㉿ T형 | 개 |  | 2830 | 0 | [6 empty] | 0
M070800701300101 | 강제전선관부품-1 | 유니버셜 | 16㎜, ㉿ L형 | 개 |  | 2900 | 0 | [6 empty] | 0
M070800703300201 | 강제전선관부품-1 | 유니버셜 | 22㎜, ㉿ T형 | 개 |  | 2900 | 0 | [6 empty] | 0
M070800703300101 | 강제전선관부품-1 | 유니버셜 | 22㎜, ㉿ L형 | 개 |  | 3000 | 0 | [6 empty] | 0
M070800713700101 | 강제전선관부품-1 | 절연접지부싱 | 82㎜, ㉿ | 개 |  | 3000 | 0 | [6 empty] | 0
M070800709500101 | 강제전선관부품-1 | JI FLEX 아연방수콘박스타입 | 42㎜, KS | 개 |  | 3030 | 0 | [6 empty] | 0
M070800702000101 | 강제전선관부품-1 | JI FLEX 워셔캡 | 16㎜, 일반 | 개 |  | 3120 | 0 | [6 empty] | 0
M070800711100101 | 강제전선관부품-1 | JI FLEX GW(일반방수) | 54㎜, KS | m |  | 3160 | 0 | [6 empty] | 0
M070800713600101 | 강제전선관부품-1 | 인슈레드부싱 | 82㎜, ㉿ | 개 |  | 3360 | 0 | [6 empty] | 0
M070800711000101 | 강제전선관부품-1 | JI FLEX SF(비방수) | 54㎜, KS | m |  | 3390 | 0 | [6 empty] | 0
M070800704000101 | 강제전선관부품-1 | JI FLEX 워셔캡 | 22㎜, 일반 | 개 |  | 3580 | 0 | [6 empty] | 0
M070800711700101 | 강제전선관부품-1 | 카프링 | 70㎜, ㉿ | 개 |  | 3730 | 0 | [6 empty] | 0
M070800715200101 | 강제전선관부품-1 | 부싱 | 104㎜, ㉿ | 개 |  | 3850 | 0 | [6 empty] | 0
M070800706000101 | 강제전선관부품-1 | JI FLEX 워셔캡 | 28㎜, 일반 | 개 |  | 3970 | 0 | [6 empty] | 0
M070800704100101 | 강제전선관부품-1 | 노말밴드 | 28㎜, ㉿ | 개 |  | 4030 | 0 | [6 empty] | 0
M070800705300101 | 강제전선관부품-1 | 유니버셜 | 28㎜, ㉿ L형 | 개 |  | 4050 | 0 | [6 empty] | 0
M070800709400101 | 강제전선관부품-1 | JI FLEX SW(고장력방수) | 42㎜, KS | m |  | 4150 | 0 | [6 empty] | 0
M070800711300101 | 강제전선관부품-1 | JI FLEX 아연방수콘박스타입 | 54㎜, KS | 개 |  | 4270 | 0 | [6 empty] | 0
M070800705300201 | 강제전선관부품-1 | 유니버셜 | 28㎜, ㉿ T형 | 개 |  | 4280 | 0 | [6 empty] | 0
M070800701900101 | 강제전선관부품-1 | JI FLEX 유니온커플링 | 16㎜, KS | 개 |  | 4320 | 0 | [6 empty] | 0
M070800703900101 | 강제전선관부품-1 | JI FLEX 유니온커플링 | 22㎜, KS | 개 |  | 4320 | 0 | [6 empty] | 0
M070800707900101 | 강제전선관부품-1 | JI FLEX 워셔캡 | 36㎜, 일반 | 개 |  | 5260 | 0 | [6 empty] | 0
M070800715300101 | 강제전선관부품-1 | 인슈레드부싱 | 104㎜, ㉿ | 개 |  | 5350 | 0 | [6 empty] | 0
M070800713400101 | 강제전선관부품-1 | 카프링 | 82㎜, ㉿ | 개 |  | 5370 | 0 | [6 empty] | 0
M070800706100101 | 강제전선관부품-1 | 노말밴드 | 36㎜, ㉿ | 개 |  | 5410 | 0 | [6 empty] | 0
M070800711200101 | 강제전선관부품-1 | JI FLEX SW(고장력방수) | 54㎜, KS | m |  | 5470 | 0 | [6 empty] | 0
M070800712800101 | 강제전선관부품-1 | JI FLEX GW(일반방수) | 70㎜, KS | m |  | 5730 | 0 | [6 empty] | 0
M070800701400101 | 강제전선관부품-1 | 곤지레다 | 16㎜, 주철 L형 | 개 |  | 6010 | 0 | [6 empty] | 0
M070800701400201 | 강제전선관부품-1 | 곤지레다 | 16㎜, 주철 T형 | 개 |  | 6010 | 0 | [6 empty] | 0
M070800703400101 | 강제전선관부품-1 | 곤지레다 | 22㎜, 주철 L형 | 개 |  | 6010 | 0 | [6 empty] | 0
M070800709700101 | 강제전선관부품-1 | JI FLEX 워셔캡 | 42㎜, 일반 | 개 |  | 6200 | 0 | [6 empty] | 0
M070800715400101 | 강제전선관부품-1 | 절연접지부싱 | 104㎜, ㉿ | 개 |  | 6210 | 0 | [6 empty] | 0
M070800708000101 | 강제전선관부품-1 | 노말밴드 | 42㎜, ㉿ | 개 |  | 6800 | 0 | [6 empty] | 0
M070800703400201 | 강제전선관부품-1 | 곤지레다 | 22㎜, 주철 T형 | 개 |  | 7020 | 0 | [6 empty] | 0
M070800705900101 | 강제전선관부품-1 | JI FLEX 유니온커플링 | 28㎜, KS | 개 |  | 7080 | 0 | [6 empty] | 0
M070800714500101 | 강제전선관부품-1 | JI FLEX GW(일반방수) | 82㎜, KS | m |  | 7250 | 0 | [6 empty] | 0
M070800711500101 | 강제전선관부품-1 | JI FLEX 워셔캡 | 54㎜, 일반 | 개 |  | 7300 | 0 | [6 empty] | 0
M070800712700101 | 강제전선관부품-1 | JI FLEX SF(비방수) | 70㎜, KS | m |  | 7970 | 0 | [6 empty] | 0
M070800715100101 | 강제전선관부품-1 | 카프링 | 104㎜, ㉿ | 개 |  | 8260 | 0 | [6 empty] | 0
M070800705400101 | 강제전선관부품-1 | 곤지레다 | 28㎜, 주철 L형 | 개 |  | 8610 | 0 | [6 empty] | 0
M070800713000101 | 강제전선관부품-1 | JI FLEX 아연방수콘박스타입 | 70㎜, KS | 개 |  | 9560 | 0 | [6 empty] | 0
M070800705400201 | 강제전선관부품-1 | 곤지레다 | 28㎜, 주철 T형 | 개 |  | 9730 | 0 | [6 empty] | 0
M070800707800101 | 강제전선관부품-1 | JI FLEX 유니온커플링 | 36㎜, KS | 개 |  | 10500 | 0 | [6 empty] | 0
M070800709800101 | 강제전선관부품-1 | 노말밴드 | 54㎜, ㉿ | 개 |  | 10700 | 0 | [6 empty] | 0
M070800716200101 | 강제전선관부품-1 | JI FLEX GW(일반방수) | 104㎜, KS | m |  | 11400 | 0 | [6 empty] | 0
M070800707300101 | 강제전선관부품-1 | 곤지레다 | 36㎜, 주철 L형 | 개 |  | 11400 | 0 | [6 empty] | 0
M070800714400101 | 강제전선관부품-1 | JI FLEX SF(비방수) | 82㎜, KS | m |  | 11700 | 0 | [6 empty] | 0
M070800707300201 | 강제전선관부품-1 | 곤지레다 | 36㎜, 주철 T형 | 개 |  | 12900 | 0 | [6 empty] | 0
M070800712900101 | 강제전선관부품-1 | JI FLEX SW(고장력방수) | 70㎜, KS | m |  | 13300 | 0 | [6 empty] | 0
M070800709600101 | 강제전선관부품-1 | JI FLEX 유니온커플링 | 42㎜, KS | 개 |  | 13900 | 0 | [6 empty] | 0
M070800714700101 | 강제전선관부품-1 | JI FLEX 아연방수콘박스타입 | 82㎜, KS | 개 |  | 14800 | 0 | [6 empty] | 0
M070800709100101 | 강제전선관부품-1 | 곤지레다 | 42㎜, 주철 L형 | 개 |  | 15000 | 0 | [6 empty] | 0
M070800711400101 | 강제전선관부품-1 | JI FLEX 유니온커플링 | 54㎜, KS | 개 |  | 16900 | 0 | [6 empty] | 0
M070800709100201 | 강제전선관부품-1 | 곤지레다 | 42㎜, 주철 T형 | 개 |  | 16900 | 0 | [6 empty] | 0
M070800716100101 | 강제전선관부품-1 | JI FLEX SF(비방수) | 104㎜, KS | m |  | 17000 | 0 | [6 empty] | 0
M070800711600101 | 강제전선관부품-1 | 노말밴드 | 70㎜, ㉿ | 개 |  | 17600 | 0 | [6 empty] | 0
M070800714600101 | 강제전선관부품-1 | JI FLEX SW(고장력방수) | 82㎜, KS | m |  | 18600 | 0 | [6 empty] | 0
M070800716400101 | 강제전선관부품-1 | JI FLEX 아연방수콘박스타입 | 104㎜, KS | 개 |  | 20100 | 0 | [6 empty] | 0
M070800713200101 | 강제전선관부품-1 | JI FLEX 워셔캡 | 70㎜, 일반 | 개 |  | 21700 | 0 | [6 empty] | 0
M070800710900101 | 강제전선관부품-1 | 곤지레다 | 54㎜, 주철 L형 | 개 |  | 22000 | 0 | [6 empty] | 0
M070800713300101 | 강제전선관부품-1 | 노말밴드 | 82㎜, ㉿ | 개 |  | 23900 | 0 | [6 empty] | 0
M070800710900201 | 강제전선관부품-1 | 곤지레다 | 54㎜, 주철 T형 | 개 |  | 24800 | 0 | [6 empty] | 0
M070800716300101 | 강제전선관부품-1 | JI FLEX SW(고장력방수) | 104㎜, KS | m |  | 25800 | 0 | [6 empty] | 0
M070800714900101 | 강제전선관부품-1 | JI FLEX 워셔캡 | 82㎜, 일반 | 개 |  | 26200 | 0 | [6 empty] | 0
M070800713100101 | 강제전선관부품-1 | JI FLEX 유니온커플링 | 70㎜, KS | 개 |  | 28200 | 0 | [6 empty] | 0
M070800714800101 | 강제전선관부품-1 | JI FLEX 유니온커플링 | 82㎜, KS | 개 |  | 38600 | 0 | [6 empty] | 0
M070800712600101 | 강제전선관부품-1 | 곤지레다 | 70㎜, 주철 L형 | 개 |  | 41800 | 0 | [6 empty] | 0
M070800715000101 | 강제전선관부품-1 | 노말밴드 | 104㎜, ㉿ | 개 |  | 42400 | 0 | [6 empty] | 0
M070800712600201 | 강제전선관부품-1 | 곤지레다 | 70㎜, 주철 T형 | 개 |  | 49200 | 0 | [6 empty] | 0
M070800714300101 | 강제전선관부품-1 | 곤지레다 | 82㎜, 주철 L형 | 개 |  | 52200 | 0 | [6 empty] | 0
M070800716600101 | 강제전선관부품-1 | JI FLEX 워셔캡 | 104㎜, 일반 | 개 |  | 52600 | 0 | [6 empty] | 0
M070800716500101 | 강제전선관부품-1 | JI FLEX 유니온커플링 | 104㎜, KS | 개 |  | 52700 | 0 | [6 empty] | 0
M070800714300201 | 강제전선관부품-1 | 곤지레다 | 82㎜, 주철 T형 | 개 |  | 58100 | 0 | [6 empty] | 0
M070800716000101 | 강제전선관부품-1 | 곤지레다 | 104㎜, 주철 L형 | 개 |  | 77500 | 0 | [6 empty] | 0
M070800716000201 | 강제전선관부품-1 | 곤지레다 | 104㎜, 주철 T형 | 개 |  | 87900 | 0 | [6 empty] | 0
M071800304500101 | 접지자재ㆍ피뢰자재(3) | 핸드클램프 | - | 개 |  | 49400 | 0 | [6 empty] | 0
M071801305200101 | 접지자재ㆍ피뢰자재(13) | 접지 부속자재-접지릴 | 10M | 개 |  | 450000 | 0 | [6 empty] | 0
M070801100100101 | 2종금속전선관 | 안전증방폭형(EXeⅡ) | ES-10, 50m | m |  | 44000 | 0 | [6 empty] | 0
M070801100100201 | 2종금속전선관 | 안전증방폭형(EXeⅡ) | ES-12, 50m | m |  | 53100 | 0 | [6 empty] | 0
M070801100100501 | 2종금속전선관 | 안전증방폭형(EXeⅡ) | ES-28, 30m | m |  | 65900 | 0 | [6 empty] | 0
M070801100100301 | 2종금속전선관 | 안전증방폭형(EXeⅡ) | ES-16, 50m | m |  | 70000 | 0 | [6 empty] | 0
M070801100100401 | 2종금속전선관 | 안전증방폭형(EXeⅡ) | ES-22, 50m | m |  | 92600 | 0 | [6 empty] | 0
M070801100100601 | 2종금속전선관 | 안전증방폭형(EXeⅡ) | ES-36, 30m | m |  | 99000 | 0 | [6 empty] | 0
M070801100100701 | 2종금속전선관 | 안전증방폭형(EXeⅡ) | ES-42, 20m | m |  | 108000 | 0 | [6 empty] | 0
M070801100100901 | 2종금속전선관 | 안전증방폭형(EXeⅡ) | ES-70, 10m | m |  | 119000 | 0 | [6 empty] | 0
M070801100100801 | 2종금속전선관 | 안전증방폭형(EXeⅡ) | ES-54, 20m | m |  | 124000 | 0 | [6 empty] | 0
M070802000200301 | 플렉시블전선관 | KOFLEX플렉시블전선관(일반방수) | GW-16, 16.0, 21.0 | m |  | 720 | 0 | [6 empty] | 0
M070802000200401 | 플렉시블전선관 | KOFLEX플렉시블전선관(일반방수) | GW-22, 21.0, 26.5 | m |  | 940 | 0 | [6 empty] | 0
M070802000200101 | 플렉시블전선관 | KOFLEX플렉시블전선관(일반방수) | GW-10, 10.0, 15.0 | m |  | 1150 | 0 | [6 empty] | 0
M070802000200501 | 플렉시블전선관 | KOFLEX플렉시블전선관(일반방수) | GW-28, 27.5, 33.0 | m |  | 1270 | 0 | [6 empty] | 0
M070802000200201 | 플렉시블전선관 | KOFLEX플렉시블전선관(일반방수) | GW-12, 12.5, 17.5 | m |  | 1370 | 0 | [6 empty] | 0
M070802000200601 | 플렉시블전선관 | KOFLEX플렉시블전선관(일반방수) | GW-36, 35.5, 42.0 | m |  | 2040 | 0 | [6 empty] | 0
M070802000200701 | 플렉시블전선관 | KOFLEX플렉시블전선관(일반방수) | GW-42, 40.5, 47.5 | m |  | 2700 | 0 | [6 empty] | 0
M070802000200801 | 플렉시블전선관 | KOFLEX플렉시블전선관(일반방수) | GW-54, 52.0, 59.0 | m |  | 3730 | 0 | [6 empty] | 0
M070802000200901 | 플렉시블전선관 | KOFLEX플렉시블전선관(일반방수) | GW-70, 64.0, 73.0 | m |  | 7980 | 0 | [6 empty] | 0
M070802000201001 | 플렉시블전선관 | KOFLEX플렉시블전선관(일반방수) | GW-82, 79.0, 88.0 | m |  | 9630 | 0 | [6 empty] | 0
M070802000300201 | 플렉시블전선관 | KOFLEX플렉시블전선관(고장력비방수) | SF-12, 12.5, 15.5 | m |  | 780 | 0 | [6 empty] | 0
M070802000300401 | 플렉시블전선관 | KOFLEX플렉시블전선관(고장력비방수) | SF-22, 21.0, 24.0 | m |  | 1040 | 0 | [6 empty] | 0
M070802000300501 | 플렉시블전선관 | KOFLEX플렉시블전선관(고장력비방수) | SF-28, 27.5, 30.5 | m |  | 1600 | 0 | [6 empty] | 0
M070802000300601 | 플렉시블전선관 | KOFLEX플렉시블전선관(고장력비방수) | SF-36, 35.5, 39.0 | m |  | 2420 | 0 | [6 empty] | 0
M070802000300701 | 플렉시블전선관 | KOFLEX플렉시블전선관(고장력비방수) | SF-42, 40.5, 44.5 | m |  | 2920 | 0 | [6 empty] | 0
M070802000300801 | 플렉시블전선관 | KOFLEX플렉시블전선관(고장력비방수) | SF-54, 52.0, 56.0 | m |  | 4130 | 0 | [6 empty] | 0
M070802000300901 | 플렉시블전선관 | KOFLEX플렉시블전선관(고장력비방수) | SF-70, 64.0, 69.0 | m |  | 6580 | 0 | [6 empty] | 0
M070802000301001 | 플렉시블전선관 | KOFLEX플렉시블전선관(고장력비방수) | SF-82, 79.0, 84.0 | m |  | 7100 | 0 | [6 empty] | 0
M070900805200101 | 케이블트레이(KSC8464) 및 부속품(3) | SHANK BOLT/NUT | HDG, 3/8˝×19L | 개 |  | 690 | 0 | [6 empty] | 0
M070901301600101 | 케이블트레이(KSC8464) 및 부속품(5)-4 | JOINT CON | HDG, H100 | 개 |  | 2130 | 0 | [6 empty] | 0
M070901501000301 | 케이블덕트ㆍ트레이 | B-JUMPER | 38SQ | 개 |  | 1200 | 0 | [6 empty] | 0
M070901303100101 | 케이블트레이(KSC8464) 및 부속품(5)-4 | HOLD DOWN CLAMP | STS, 40×60 | 개 |  | 1980 | 0 | [6 empty] | 0
M070901400206901 | CABLE TRAY (사다리형, LADDER TRAY) | SUPPORT &ACCESSORIES | BOX CON, W300 | 개 |  | 6600 | 0 | [6 empty] | 0
M070901400206701 | CABLE TRAY (사다리형, LADDER TRAY) | SUPPORT &ACCESSORIES | BOX CON, W150 | 개 |  | 6840 | 0 | [6 empty] | 0
M070901400206801 | CABLE TRAY (사다리형, LADDER TRAY) | SUPPORT &ACCESSORIES | BOX CON, W200 | 개 |  | 7430 | 0 | [6 empty] | 0
M070901400207201 | CABLE TRAY (사다리형, LADDER TRAY) | SUPPORT &ACCESSORIES | BOX CON, W600 | 개 |  | 9100 | 0 | [6 empty] | 0
M070901400207001 | CABLE TRAY (사다리형, LADDER TRAY) | SUPPORT &ACCESSORIES | BOX CON, W400 | 개 |  | 9670 | 0 | [6 empty] | 0
M070901400207101 | CABLE TRAY (사다리형, LADDER TRAY) | SUPPORT &ACCESSORIES | BOX CON, W500 | 개 |  | 10700 | 0 | [6 empty] | 0
M070901400207301 | CABLE TRAY (사다리형, LADDER TRAY) | SUPPORT &ACCESSORIES | BOX CON, W700 | 개 |  | 12800 | 0 | [6 empty] | 0
M070901400207401 | CABLE TRAY (사다리형, LADDER TRAY) | SUPPORT &ACCESSORIES | BOX CON, W800 | 개 |  | 14100 | 0 | [6 empty] | 0
M070901400207501 | CABLE TRAY (사다리형, LADDER TRAY) | SUPPORT &ACCESSORIES | BOX CON, W900 | 개 |  | 15100 | 0 | [6 empty] | 0
M070901400207601 | CABLE TRAY (사다리형, LADDER TRAY) | SUPPORT &ACCESSORIES | BOX CON, W1000 | 개 |  | 16200 | 0 | [6 empty] | 0
M070901400207701 | CABLE TRAY (사다리형, LADDER TRAY) | SUPPORT &ACCESSORIES | BOX CON, W1200 | 개 |  | 18400 | 0 | [6 empty] | 0
M070901200102301 | 케이블트레이(KSC8464) 및 부속품(5)-3 | SUPPORT&ACCESSORIES(용융도금) | HANGER, W+100, W150 | 개 |  | 2870 | 0 | [6 empty] | 0
M070901200102401 | 케이블트레이(KSC8464) 및 부속품(5)-3 | SUPPORT&ACCESSORIES(용융도금) | HANGER, W+100, W200 | 개 |  | 3330 | 0 | [6 empty] | 0
M070901200102501 | 케이블트레이(KSC8464) 및 부속품(5)-3 | SUPPORT&ACCESSORIES(용융도금) | HANGER, W+100, W300 | 개 |  | 4310 | 0 | [6 empty] | 0
M070901200102601 | 케이블트레이(KSC8464) 및 부속품(5)-3 | SUPPORT&ACCESSORIES(용융도금) | HANGER, W+100, W400 | 개 |  | 5250 | 0 | [6 empty] | 0
M070901200102701 | 케이블트레이(KSC8464) 및 부속품(5)-3 | SUPPORT&ACCESSORIES(용융도금) | HANGER, W+100, W500 | 개 |  | 6300 | 0 | [6 empty] | 0
M070901200102801 | 케이블트레이(KSC8464) 및 부속품(5)-3 | SUPPORT&ACCESSORIES(용융도금) | HANGER, W+100, W600 | 개 |  | 7350 | 0 | [6 empty] | 0
M070901200103001 | 케이블트레이(KSC8464) 및 부속품(5)-3 | SUPPORT&ACCESSORIES(용융도금) | HANGER, W+100, W800 | 개 |  | 7560 | 0 | [6 empty] | 0
M070901200103101 | 케이블트레이(KSC8464) 및 부속품(5)-3 | SUPPORT&ACCESSORIES(용융도금) | HANGER, W+100, W900 | 개 |  | 8330 | 0 | [6 empty] | 0
M070901200102901 | 케이블트레이(KSC8464) 및 부속품(5)-3 | SUPPORT&ACCESSORIES(용융도금) | HANGER, W+100, W700 | 개 |  | 8400 | 0 | [6 empty] | 0
M070901200103301 | 케이블트레이(KSC8464) 및 부속품(5)-3 | SUPPORT&ACCESSORIES(용융도금) | HANGER, W+100, W1,200 | 개 |  | 11000 | 0 | [6 empty] | 0
M070901200103201 | 케이블트레이(KSC8464) 및 부속품(5)-3 | SUPPORT&ACCESSORIES(용융도금) | HANGER, W+100, W1,000 | 개 |  | 11600 | 0 | [6 empty] | 0
M070901200100101 | 케이블트레이(KSC8464) 및 부속품(5)-3 | SUPPORT&ACCESSORIES(용융도금) | SINGLE CHANNEL BRACKET, W+50, W150 | 개 |  | 5520 | 0 | [6 empty] | 0
M070901200100201 | 케이블트레이(KSC8464) 및 부속품(5)-3 | SUPPORT&ACCESSORIES(용융도금) | SINGLE CHANNEL BRACKET, W+50, W200 | 개 |  | 6050 | 0 | [6 empty] | 0
M070901200100301 | 케이블트레이(KSC8464) 및 부속품(5)-3 | SUPPORT&ACCESSORIES(용융도금) | SINGLE CHANNEL BRACKET, W+50, W300 | 개 |  | 7100 | 0 | [6 empty] | 0
M070901200100401 | 케이블트레이(KSC8464) 및 부속품(5)-3 | SUPPORT&ACCESSORIES(용융도금) | SINGLE CHANNEL BRACKET, W+50, W400 | 개 |  | 8150 | 0 | [6 empty] | 0
M070901200100501 | 케이블트레이(KSC8464) 및 부속품(5)-3 | SUPPORT&ACCESSORIES(용융도금) | SINGLE CHANNEL BRACKET, W+50, W500 | 개 |  | 8930 | 0 | [6 empty] | 0
M070901200100801 | 케이블트레이(KSC8464) 및 부속품(5)-3 | SUPPORT&ACCESSORIES(용융도금) | SINGLE CHANNEL BRACKET, W+50, W800 | 개 |  | 9680 | 0 | [6 empty] | 0
M070901200100601 | 케이블트레이(KSC8464) 및 부속품(5)-3 | SUPPORT&ACCESSORIES(용융도금) | SINGLE CHANNEL BRACKET, W+50, W600 | 개 |  | 9980 | 0 | [6 empty] | 0
M070901200100901 | 케이블트레이(KSC8464) 및 부속품(5)-3 | SUPPORT&ACCESSORIES(용융도금) | SINGLE CHANNEL BRACKET, W+50, W900 | 개 |  | 10500 | 0 | [6 empty] | 0
M070901200100701 | 케이블트레이(KSC8464) 및 부속품(5)-3 | SUPPORT&ACCESSORIES(용융도금) | SINGLE CHANNEL BRACKET, W+50, W700 | 개 |  | 11000 | 0 | [6 empty] | 0
M070901200101001 | 케이블트레이(KSC8464) 및 부속품(5)-3 | SUPPORT&ACCESSORIES(용융도금) | SINGLE CHANNEL BRACKET, W+50, W1,000 | 개 |  | 11600 | 0 | [6 empty] | 0
M070901200101101 | 케이블트레이(KSC8464) 및 부속품(5)-3 | SUPPORT&ACCESSORIES(용융도금) | SINGLE CHANNEL BRACKET, W+50, W1,200 | 개 |  | 16600 | 0 | [6 empty] | 0
M070901000300101 | 케이블트레이(KSC8464) 및 부속품(5)-1 | LADDER TRAY(사다리형)2.3T R.S.200㎜, 용융도금 | S/T COVER, W150×100H | m |  | 15000 | 0 | [6 empty] | 0
M070901000300201 | 케이블트레이(KSC8464) 및 부속품(5)-1 | LADDER TRAY(사다리형)2.3T R.S.200㎜, 용융도금 | S/T COVER, W200×100H | m |  | 18900 | 0 | [6 empty] | 0
M070901000300301 | 케이블트레이(KSC8464) 및 부속품(5)-1 | LADDER TRAY(사다리형)2.3T R.S.200㎜, 용융도금 | S/T COVER, W300×100H | m |  | 25900 | 0 | [6 empty] | 0
M070901000300601 | 케이블트레이(KSC8464) 및 부속품(5)-1 | LADDER TRAY(사다리형)2.3T R.S.200㎜, 용융도금 | S/T COVER, W600×100H | m |  | 28100 | 0 | [6 empty] | 0
M070901000300701 | 케이블트레이(KSC8464) 및 부속품(5)-1 | LADDER TRAY(사다리형)2.3T R.S.200㎜, 용융도금 | S/T COVER, W700×100H | m |  | 32500 | 0 | [6 empty] | 0
M070901000300401 | 케이블트레이(KSC8464) 및 부속품(5)-1 | LADDER TRAY(사다리형)2.3T R.S.200㎜, 용융도금 | S/T COVER, W400×100H | m |  | 33500 | 0 | [6 empty] | 0
M070901000300801 | 케이블트레이(KSC8464) 및 부속품(5)-1 | LADDER TRAY(사다리형)2.3T R.S.200㎜, 용융도금 | S/T COVER, W800×100H | m |  | 36900 | 0 | [6 empty] | 0
M070901000300501 | 케이블트레이(KSC8464) 및 부속품(5)-1 | LADDER TRAY(사다리형)2.3T R.S.200㎜, 용융도금 | S/T COVER, W500×100H | m |  | 41100 | 0 | [6 empty] | 0
M070901000300901 | 케이블트레이(KSC8464) 및 부속품(5)-1 | LADDER TRAY(사다리형)2.3T R.S.200㎜, 용융도금 | S/T COVER, W900×100H | m |  | 71600 | 0 | [6 empty] | 0
M070802500100101 | 제 1호표 금속 덕트 설치(단면적)60 X 30㎜ 이하(18㎠) | 제 1호표 금속 덕트 설치(단면적) ＊ AL 덕트(분체도장가능) | 60 X 30㎜ 이하(18㎠) ＊ 50×35㎜, 1M (포장수:30), 3M | m |  | 15000 | 0 | [6 empty] | 0
M070802500100201 | 제 2호표 금속 덕트 설치(단면적)100 X 50㎜ 이하(50㎠) | 제 2호표 금속 덕트 설치(단면적) ＊ AL 덕트(분체도장가능) | 100 X 50㎜ 이하(50㎠) ＊ 60×60㎜, 1M (포장수:30), 3M | m |  | 20000 | 0 | [6 empty] | 0
M070802500100301 | 제 2호표 금속 덕트 설치(단면적)100 X 50㎜ 이하(50㎠) | 제 2호표 금속 덕트 설치(단면적) ＊ AL 덕트(분체도장가능) | 100 X 50㎜ 이하(50㎠) ＊ 70×40㎜, 1M (포장수:30), 3M | m |  | 20000 | 0 | [6 empty] | 0
M070802500100401 | 제 2호표 금속 덕트 설치(단면적)100 X 50㎜ 이하(50㎠) | 제 2호표 금속 덕트 설치(단면적) ＊ AL 덕트(분체도장가능) | 100 X 50㎜ 이하(50㎠) ＊ 100×50㎜, 1M (포장수:20), 3M | m |  | 25000 | 0 | [6 empty] | 0
M071800304500101 | 접지자재ㆍ피뢰자재(3) | 핸드클램프 | - | 개 |  | 49400 | 0 | [6 empty] | 0
M071801305200101 | 접지자재ㆍ피뢰자재(13) | 접지 부속자재-접지릴 | 10M | 개 |  | 450000 | 0 | [6 empty] | 0
M071500301000101 | 계전기(릴레이)(2) | SSR(무접점릴레이) | WKS-1212SQHAC, HS-10A | 개 |  | 18800 | 0 | [6 empty] | 0
M071500301000401 | 계전기(릴레이)(2) | SSR(무접점릴레이) | WKS-1240SQ, 1C 220VAC 40A | 개 |  | 28000 | 0 | [6 empty] | 0
M071400202200101 | 디지털축소형모자익시스템 | 시간지연 제어용 릴레이(DTCR) | DTCR-A2, 연속정격전류 AC/DC 1A | 개 |  | 37200 | 0 | [6 empty] | 0
M071500301000501 | 계전기(릴레이)(2) | SSR(무접점릴레이) | WKS-1210G2H4T, 입력 10-26VDC/출력 280/10A이하 | 개 |  | 51900 | 0 | [6 empty] | 0
M072300300600101 | 가로등방수형접속함 | 누전릴레이방수함 | MSB-500, (사전점검기능내장) | 개 |  | 53100 | 0 | [6 empty] | 0
M071500301000601 | 계전기(릴레이)(2) | SSR(무접점릴레이) | WKS-1220G2H4T, 입력 10-26VDC/출력 280/10A이하 | 개 |  | 57300 | 0 | [6 empty] | 0
M071500301000201 | 계전기(릴레이)(2) | SSR(무접점릴레이) | WKS-1225SQHAC, HS-20A | 개 |  | 64800 | 0 | [6 empty] | 0
M071500301001501 | 계전기(릴레이)(2) | SSR(무접점릴레이) | WKS-3225FRMP, 삼상 정,역 일체/3C 220V AC12-24VDC | 개 |  | 64800 | 0 | [6 empty] | 0
M071500301000901 | 계전기(릴레이)(2) | SSR(무접점릴레이) | WKS-1310G2H4T, 입력 10-26VDC/출력 280/10A이하 | 개 |  | 64800 | 0 | [6 empty] | 0
M071500301001001 | 계전기(릴레이)(2) | SSR(무접점릴레이) | WKS-1320G2H4T, 입력 10-26VDC/출력 280/10A이하 | 개 |  | 64800 | 0 | [6 empty] | 0
M071500301000301 | 계전기(릴레이)(2) | SSR(무접점릴레이) | WKS-1240SQHAC, HS-40A | 개 |  | 68100 | 0 | [6 empty] | 0
M071500301001301 | 계전기(릴레이)(2) | SSR(무접점릴레이) | WKS-1240M04, 단상 2회로/2C 220V AC4-32VDC | 개 |  | 83500 | 0 | [6 empty] | 0
M071400203600101 | 디지털축소형모자익시스템 | 반도체형 제어 릴레이(SCLR) | YSDR-3050P/T, | 개 |  | 106000 | 0 | [6 empty] | 0
M071500301000701 | 계전기(릴레이)(2) | SSR(무접점릴레이) | WKS-1240G2H4T, 입력 10-26VDC/출력 280/10A이하 | 개 |  | 135000 | 0 | [6 empty] | 0
M071500301001101 | 계전기(릴레이)(2) | SSR(무접점릴레이) | WKS-1340G2H4T, 입력 10-26VDC/출력 280/10A이하 | 개 |  | 153000 | 0 | [6 empty] | 0
M071500301000801 | 계전기(릴레이)(2) | SSR(무접점릴레이) | WKS-1250G2H4T, 입력 10-26VDC/출력 280/10A이하 | 개 |  | 196000 | 0 | [6 empty] | 0
M071500301001201 | 계전기(릴레이)(2) | SSR(무접점릴레이) | WKS-1350G2H4T, 입력 10-26VDC/출력 280/10A이하 | 개 |  | 216000 | 0 | [6 empty] | 0
M071600201100101 | 프로그래머블 로직 콘트롤러(1) | 릴레이출력모듈 | CM1-YR16E, RELAY출력/16점/2A | 개 |  | 216000 | 0 | [6 empty] | 0
M071500301001401 | 계전기(릴레이)(2) | SSR(무접점릴레이) | WKS-3370H04, 3C 440V 70A | 개 |  | 305000 | 0 | [6 empty] | 0
M070500500100501 | 광케이블 | 광케이블 | 4C, SM(싱글모드) | m |  | 1360 | 0 | [6 empty] | 0
M070500500100601 | 광케이블 | 광케이블 | 8C, SM(싱글모드) | m |  | 1540 | 0 | [6 empty] | 0
M070500500100101 | 광케이블 | 광케이블 | 4C, MM(멀티모드) | m |  | 1960 | 0 | [6 empty] | 0
M070500500100701 | 광케이블 | 광케이블 | 12C, SM(싱글모드) | m |  | 2050 | 0 | [6 empty] | 0
M070500500100801 | 광케이블 | 광케이블 | 24C, SM(싱글모드) | m |  | 2450 | 0 | [6 empty] | 0
M070500500100201 | 광케이블 | 광케이블 | 8C, MM(멀티모드) | m |  | 2930 | 0 | [6 empty] | 0
M070500500100301 | 광케이블 | 광케이블 | 12C, MM(멀티모드) | m |  | 4090 | 0 | [6 empty] | 0
M070501000300101 | LAN(UTP)케이블(2) | Cat.5e 4P 케이블(PVC, UTP, White) | VOL-5UP4-350WH | m |  | 780 | 0 | [6 empty] | 0
M070501000200101 | LAN(UTP)케이블(2) | Cat.6 4P 케이블(PVC, UTP, Bule) | VOL-6UP4-305 | m |  | 1000 | 0 | [6 empty] | 0
M070500900100101 | LAN(UTP)케이블(1) | UTP Cable Cat.5E 4Pr | 1061 004SCL 4/24 W1000 (305M) | Box |  | 325000 | 0 | [6 empty] | 0
M070500900300101 | LAN(UTP)케이블(1) | UTP Cable Cat.6 4Pr CMR | 1071 004ESL 4/24 W1000 (305M) | Box |  | 409000 | 0 | [6 empty] | 0
M070500900400101 | LAN(UTP)케이블(1) | UTP Cable Cat.6A 4Pr CMR | 1091 004BL 4/23 R1000 (305M) | Box |  | 613000 | 0 | [6 empty] | 0
M070100300100101 | 저독난연가교폴리올레핀절연전선(HFIX) | HFIX | 1.5SQ(1.38㎜)단선 | m |  | 380 | 0 | [6 empty] | 0
M070100300100401 | 저독난연가교폴리올레핀절연전선(HFIX) | HFIX | 2.5SQ | m |  | 640 | 0 | [6 empty] | 0
M070100300100501 | 저독난연가교폴리올레핀절연전선(HFIX) | HFIX | 4SQ | m |  | 1050 | 0 | [6 empty] | 0
M070101100100101 | 전기기기용비닐절연전선(KIV) | 450/700 KIV | 1.5㎟ | m |  | 310 | 0 | [6 empty] | 0
M070101100100201 | 전기기기용비닐절연전선(KIV) | 450/700 KIV | 2.5㎟ | m |  | 500 | 0 | [6 empty] | 0
M070101100100301 | 전기기기용비닐절연전선(KIV) | 450/700 KIV | 4㎟ | m |  | 770 | 0 | [6 empty] | 0
M070101100100401 | 전기기기용비닐절연전선(KIV) | 450/700 KIV | 6㎟ | m |  | 1150 | 0 | [6 empty] | 0
M070101100100501 | 전기기기용비닐절연전선(KIV) | 450/700 KIV | 10㎟ | m |  | 1940 | 0 | [6 empty] | 0
M070101100100601 | 전기기기용비닐절연전선(KIV) | 450/700 KIV | 16㎟ | m |  | 3020 | 0 | [6 empty] | 0
M070101100100701 | 전기기기용비닐절연전선(KIV) | 450/700 KIV | 25㎟ | m |  | 4690 | 0 | [6 empty] | 0
M070101100100801 | 전기기기용비닐절연전선(KIV) | 450/700 KIV | 35㎟ | m |  | 6570 | 0 | [6 empty] | 0
M070101100100901 | 전기기기용비닐절연전선(KIV) | 450/700 KIV | 50㎟ | m |  | 9340 | 0 | [6 empty] | 0
M070101100101001 | 전기기기용비닐절연전선(KIV) | 450/700 KIV | 70㎟ | m |  | 13000 | 0 | [6 empty] | 0
M070101100101101 | 전기기기용비닐절연전선(KIV) | 450/700 KIV | 95㎟ | m |  | 18800 | 0 | [6 empty] | 0
M070101100101201 | 전기기기용비닐절연전선(KIV) | 450/700 KIV | 120㎟ | m |  | 23900 | 0 | [6 empty] | 0
M070101100101301 | 전기기기용비닐절연전선(KIV) | 450/700 KIV | 150㎟ | m |  | 29900 | 0 | [6 empty] | 0
M070101100101401 | 전기기기용비닐절연전선(KIV) | 450/700 KIV | 185㎟ | m |  | 39800 | 0 | [6 empty] | 0
M070101100101501 | 전기기기용비닐절연전선(KIV) | 450/700 KIV | 240㎟ | m |  | 48500 | 0 | [6 empty] | 0
M070100900100301 | 비닐절연비닐캡타이어케이블(VCT)(1) | VCT | 2심, 2.5㎟ | m |  | 1470 | 0 | [6 empty] | 0
M070100900101201 | 비닐절연비닐캡타이어케이블(VCT)(1) | VCT | 3심, 2.5㎟ | m |  | 2000 | 0 | [6 empty] | 0
M070100900101301 | 비닐절연비닐캡타이어케이블(VCT)(1) | VCT | 3심, 4㎟ | m |  | 2960 | 0 | [6 empty] | 0
M070200200100901 | 절연난연PVC시스케이블(F-CV, TFR-CV) | F-CV케이블 | 0.6/1KV 1C 50㎟ | m |  | 7980 | 0 | [6 empty] | 0
M070200200107001 | 절연난연PVC시스케이블(F-CV, TFR-CV) | F-CV케이블 | 6/10KV 1C 50㎟ | m |  | 7980 | 0 | [6 empty] | 0
M070200200101001 | 절연난연PVC시스케이블(F-CV, TFR-CV) | F-CV케이블 | 0.6/1KV 1C 70㎟ | m |  | 11100 | 0 | [6 empty] | 0
M070200200107101 | 절연난연PVC시스케이블(F-CV, TFR-CV) | F-CV케이블 | 6/10KV 1C 70㎟ | m |  | 11100 | 0 | [6 empty] | 0
M070200200101101 | 절연난연PVC시스케이블(F-CV, TFR-CV) | F-CV케이블 | 0.6/1KV 1C 95㎟ | m |  | 15400 | 0 | [6 empty] | 0
M070200200107201 | 절연난연PVC시스케이블(F-CV, TFR-CV) | F-CV케이블 | 6/10KV 1C 95㎟ | m |  | 15400 | 0 | [6 empty] | 0
M070200200107301 | 절연난연PVC시스케이블(F-CV, TFR-CV) | F-CV케이블 | 6/10KV 1C 120㎟ | m |  | 20800 | 0 | [6 empty] | 0
M070200200107401 | 절연난연PVC시스케이블(F-CV, TFR-CV) | F-CV케이블 | 6/10KV 1C 150㎟ | m |  | 24200 | 0 | [6 empty] | 0
M070200200107501 | 절연난연PVC시스케이블(F-CV, TFR-CV) | F-CV케이블 | 6/10KV 1C 185㎟ | m |  | 29400 | 0 | [6 empty] | 0
M070200200101501 | 절연난연PVC시스케이블(F-CV, TFR-CV) | F-CV케이블 | 0.6/1KV 1C 240㎟ | m |  | 37400 | 0 | [6 empty] | 0
M070200200101601 | 절연난연PVC시스케이블(F-CV, TFR-CV) | F-CV케이블 | 0.6/1KV 1C 300㎟ | m |  | 47700 | 0 | [6 empty] | 0
M070200200103801 | 절연난연PVC시스케이블(F-CV, TFR-CV) | F-CV케이블 | 0.6/1KV 3C 4㎟ | m |  | 2540 | 0 | [6 empty] | 0
M070200200103901 | 절연난연PVC시스케이블(F-CV, TFR-CV) | F-CV케이블 | 0.6/1KV 3C 6㎟ | m |  | 3500 | 0 | [6 empty] | 0
M070200200104001 | 절연난연PVC시스케이블(F-CV, TFR-CV) | F-CV케이블 | 0.6/1KV 3C 10㎟ | m |  | 5570 | 0 | [6 empty] | 0
M070200200104101 | 절연난연PVC시스케이블(F-CV, TFR-CV) | F-CV케이블 | 0.6/1KV 3C 16㎟ | m |  | 8690 | 0 | [6 empty] | 0
M070200200104201 | 절연난연PVC시스케이블(F-CV, TFR-CV) | F-CV케이블 | 0.6/1KV 3C 25㎟ | m |  | 13500 | 0 | [6 empty] | 0
M070200200104301 | 절연난연PVC시스케이블(F-CV, TFR-CV) | F-CV케이블 | 0.6/1KV 3C 35㎟ | m |  | 18000 | 0 | [6 empty] | 0
M070200200105301 | 절연난연PVC시스케이블(F-CV, TFR-CV) | F-CV케이블 | 0.6/1KV 4C 2.5㎟ | m |  | 2240 | 0 | [6 empty] | 0
M070200200105401 | 절연난연PVC시스케이블(F-CV, TFR-CV) | F-CV케이블 | 0.6/1KV 4C 4㎟ | m |  | 3210 | 0 | [6 empty] | 0
M070200200105501 | 절연난연PVC시스케이블(F-CV, TFR-CV) | F-CV케이블 | 0.6/1KV 4C 6㎟ | m |  | 4510 | 0 | [6 empty] | 0
M070200200105601 | 절연난연PVC시스케이블(F-CV, TFR-CV) | F-CV케이블 | 0.6/1KV 4C 10㎟ | m |  | 7150 | 0 | [6 empty] | 0
M070200200105701 | 절연난연PVC시스케이블(F-CV, TFR-CV) | F-CV케이블 | 0.6/1KV 4C 16㎟ | m |  | 11500 | 0 | [6 empty] | 0
M070200200105801 | 절연난연PVC시스케이블(F-CV, TFR-CV) | F-CV케이블 | 0.6/1KV 4C 25㎟ | m |  | 17800 | 0 | [6 empty] | 0
M070200200105901 | 절연난연PVC시스케이블(F-CV, TFR-CV) | F-CV케이블 | 0.6/1KV 4C 35㎟ | m |  | 23700 | 0 | [6 empty] | 0
M070200200106001 | 절연난연PVC시스케이블(F-CV, TFR-CV) | F-CV케이블 | 0.6/1KV 4C 50㎟ | m |  | 32700 | 0 | [6 empty] | 0
M070200200106101 | 절연난연PVC시스케이블(F-CV, TFR-CV) | F-CV케이블 | 0.6/1KV 4C 70㎟ | m |  | 45900 | 0 | [6 empty] | 0
M072700200600101 | 축전지(2) | 12V 고율 방전용 무보수 완전 밀폐형 축전지 | ESP 30-12, 12V 30AH | 개 |  | 184000 | 0 | [6 empty] | 0
M072700200600201 | 축전지(2) | 12V 고율 방전용 무보수 완전 밀폐형 축전지 | ESP 40-12, 12V 40AH | 개 |  | 208000 | 0 | [6 empty] | 0
M072700200600301 | 축전지(2) | 12V 고율 방전용 무보수 완전 밀폐형 축전지 | ESP 65-12, 12V 65AH | 개 |  | 325000 | 0 | [6 empty] | 0
M072700200600401 | 축전지(2) | 12V 고율 방전용 무보수 완전 밀폐형 축전지 | ESP 100-12, 12V 100AH | 개 |  | 525000 | 0 | [6 empty] | 0
M072700200600501 | 축전지(2) | 12V 고율 방전용 무보수 완전 밀폐형 축전지 | ESP 120-12, 12V 120AH | 개 |  | 657000 | 0 | [6 empty] | 0
M072700200600601 | 축전지(2) | 12V 고율 방전용 무보수 완전 밀폐형 축전지 | ESP 130-12, 12V 130AH | 개 |  | 719000 | 0 | [6 empty] | 0
M072700200600701 | 축전지(2) | 12V 고율 방전용 무보수 완전 밀폐형 축전지 | ESP 150-12, 12V 150AH | 개 |  | 784000 | 0 | [6 empty] | 0
M072700200600801 | 축전지(2) | 12V 고율 방전용 무보수 완전 밀폐형 축전지 | ESP 200-12, 12V 200AH | 개 |  | 942000 | 0 | [6 empty] | 0
M070501001200101 | LAN(UTP)케이블(2) | Cat.5e RJ45 모듈라플러그 | VOL-MP5E-UTP | 개 |  | 370 | 0 | [6 empty] | 0
M070501001100101 | LAN(UTP)케이블(2) | Cat.6 RJ45 모듈라플러그 | VOL-MP6B-UTP | 개 |  | 870 | 0 | [6 empty] | 0
M071900100101001 | 플러그 및 기타배선기구 | 플러그 | ㄱ 자 | 개 |  | 1240 | 0 | [6 empty] | 0
M071900100101101 | 플러그 및 기타배선기구 | 플러그 | ㅡ 자 | 개 |  | 1240 | 0 | [6 empty] | 0
M071900100100101 | 플러그 및 기타배선기구 | 플러그 | 환접지 | 개 |  | 2200 | 0 | [6 empty] | 0
M071900100100201 | 플러그 및 기타배선기구 | 플러그 | 3P 20A | 개 |  | 2200 | 0 | [6 empty] | 0
M071900100100601 | 플러그 및 기타배선기구 | 플러그 | 4P 20A | 개 |  | 3700 | 0 | [6 empty] | 0
M071900100100401 | 플러그 및 기타배선기구 | 플러그 | 3P 30A | 개 |  | 5400 | 0 | [6 empty] | 0
M071900100100501 | 플러그 및 기타배선기구 | 플러그 | 3P 50A | 개 |  | 6100 | 0 | [6 empty] | 0
M071900100100701 | 플러그 및 기타배선기구 | 플러그 | 4P 30A | 개 |  | 6700 | 0 | [6 empty] | 0
M071900100100801 | 플러그 및 기타배선기구 | 플러그 | 4P 50A | 개 |  | 7800 | 0 | [6 empty] | 0
M071900100100901 | 플러그 및 기타배선기구 | 플러그 | 4P 30A (걸림) | 개 |  | 10400 | 0 | [6 empty] | 0
M071900100100301 | 플러그 및 기타배선기구 | 플러그 | 3P 20A (고무) | 개 |  | 18900 | 0 | [6 empty] | 0
M070900400800101 | 금속제박스 및 커버(전선관용) | 콘센트박스 | 1개용 H54(2)㎜ | 개 |  | 760 | 0 | [6 empty] | 0
M070900400800301 | 금속제박스 및 커버(전선관용) | 콘센트박스 | 2개용 H54(2)㎜ | 개 |  | 760 | 0 | [6 empty] | 0
M071901000201101 | 콘센트 | 노출콘센트(산업용) | 노출접 2구(신형) | 개 |  | 1470 | 0 | [6 empty] | 0
M070900400800201 | 금속제박스 및 커버(전선관용) | 콘센트박스 | 1개용 H75(3)㎜ | 개 |  | 1530 | 0 | [6 empty] | 0
M070900400800401 | 금속제박스 및 커버(전선관용) | 콘센트박스 | 2개용 H75(3)㎜ | 개 |  | 1660 | 0 | [6 empty] | 0
M071901000100101 | 콘센트 | 매입콘센트 | 220V 접1구 | 개 |  | 1840 | 0 | [6 empty] | 0
M071901000200901 | 콘센트 | 노출콘센트(산업용) | 노출접 1구 | 개 |  | 2090 | 0 | [6 empty] | 0
M071901000201201 | 콘센트 | 노출콘센트(산업용) | 노출접 3구(신형) | 개 |  | 2110 | 0 | [6 empty] | 0
M071901000100201 | 콘센트 | 매입콘센트 | 220V 접2구 | 개 |  | 2270 | 0 | [6 empty] | 0
M071901000201001 | 콘센트 | 노출콘센트(산업용) | 노출접 2구 | 개 |  | 2900 | 0 | [6 empty] | 0
M071901000200101 | 콘센트 | 노출콘센트(산업용) | 노출접 2구 110V | 개 |  | 3190 | 0 | [6 empty] | 0
M071901000300101 | 콘센트 | 매입콘센트(산업용) | 110V 대각접 2구 | 개 |  | 3200 | 0 | [6 empty] | 0
M071901000200201 | 콘센트 | 노출콘센트(산업용) | 노출 3P 20A | 개 |  | 3240 | 0 | [6 empty] | 0
M071901000300201 | 콘센트 | 매입콘센트(산업용) | 매입 3P 20A | 개 |  | 3350 | 0 | [6 empty] | 0
M071901000100401 | 콘센트 | 매입콘센트 | 방접 1구 | 개 |  | 3360 | 0 | [6 empty] | 0
M071901000100501 | 콘센트 | 매입콘센트 | 방접 2구 | 개 |  | 3740 | 0 | [6 empty] | 0
M071901000200501 | 콘센트 | 노출콘센트(산업용) | 노출 4P 20A | 개 |  | 4180 | 0 | [6 empty] | 0
M071901000200301 | 콘센트 | 노출콘센트(산업용) | 노출 3P 30A | 개 |  | 5380 | 0 | [6 empty] | 0
M071901000100301 | 콘센트 | 매입콘센트 | 220V 접4구 | 개 |  | 5490 | 0 | [6 empty] | 0
M071901000200401 | 콘센트 | 노출콘센트(산업용) | 노출 3P 50A | 개 |  | 5940 | 0 | [6 empty] | 0
M071901000200601 | 콘센트 | 노출콘센트(산업용) | 노출 4P 30A | 개 |  | 6800 | 0 | [6 empty] | 0
M071901000300301 | 콘센트 | 매입콘센트(산업용) | 매입 3P 50A | 개 |  | 7000 | 0 | [6 empty] | 0
M071901000300601 | 콘센트 | 매입콘센트(산업용) | 매입 4P 30A (걸림) | 개 |  | 7040 | 0 | [6 empty] | 0
M071901000300401 | 콘센트 | 매입콘센트(산업용) | 매입 4P 20A | 개 |  | 7260 | 0 | [6 empty] | 0
M071901000200701 | 콘센트 | 노출콘센트(산업용) | 노출 4P 50A | 개 |  | 8010 | 0 | [6 empty] | 0
M071901000300501 | 콘센트 | 매입콘센트(산업용) | 매입 4P 30A | 개 |  | 8600 | 0 | [6 empty] | 0
M071901000200801 | 콘센트 | 노출콘센트(산업용) | 노출 4P 30A (걸림) | 개 |  | 13400 | 0 | [6 empty] | 0
M070900400900101 | 금속제박스 및 커버(전선관용) | 아우트레트박스 | 8각 O/T Box H44(1½)㎜ | 개 |  | 750 | 0 | [6 empty] | 0
M070900400900201 | 금속제박스 및 커버(전선관용) | 아우트레트박스 | 8각 O/T Box H54(2)㎜ | 개 |  | 750 | 0 | [6 empty] | 0
M070900400900301 | 금속제박스 및 커버(전선관용) | 아우트레트박스 | 8각 O/T Box H75(3)㎜ | 개 |  | 1530 | 0 | [6 empty] | 0
M070800900100101 | 노출배관용부품(전선관용) | 노출스위치박스(1개용) | 16㎜, 1방출 | 개 |  | 3190 | 0 | [6 empty] | 0
M070800900400101 | 노출배관용부품(전선관용) | 노출스위치박스(1개용) | 22㎜, 1방출 | 개 |  | 3190 | 0 | [6 empty] | 0
M070800900900101 | 노출배관용부품(전선관용) | 노출스위치박스(1개용) | 승압16㎜, 1방출 | 개 |  | 4830 | 0 | [6 empty] | 0
M070800901100101 | 노출배관용부품(전선관용) | 노출스위치박스(1개용) | 승압22㎜, 1방출 | 개 |  | 4960 | 0 | [6 empty] | 0
M070900400800201 | 금속제박스 및 커버(전선관용) | 콘센트박스 | 1개용 H75(3)㎜ | 개 |  | 1530 | 0 | [6 empty] | 0
M070900400100301 | 금속제박스 및 커버(전선관용) | 스위치박스 | 1개용 S/W Box H75(3)㎜ | 개 |  | 1520 | 0 | [6 empty] | 0
M070600300900101 | 전선·케이블 | F-GV(1C) | 2.5㎟ | m |  | 580 | 0 | [6 empty] | 0
M070600300900201 | 전선·케이블 | F-GV(1C) | 4㎟ | m |  | 830 | 0 | [6 empty] | 0
M070600300900301 | 전선·케이블 | F-GV(1C) | 6㎟ | m |  | 1210 | 0 | [6 empty] | 0
M070600300900401 | 전선·케이블 | F-GV(1C) | 10㎟ | m |  | 1830 | 0 | [6 empty] | 0
M070600300900501 | 전선·케이블 | F-GV(1C) | 16㎟ | m |  | 2500 | 0 | [6 empty] | 0
M070600300900601 | 전선·케이블 | F-GV(1C) | 25㎟ | m |  | 4550 | 0 | [6 empty] | 0
M070600300900701 | 전선·케이블 | F-GV(1C) | 35㎟ | m |  | 5430 | 0 | [6 empty] | 0
M070600300900801 | 전선·케이블 | F-GV(1C) | 50㎟ | m |  | 8290 | 0 | [6 empty] | 0
M070600300900901 | 전선·케이블 | F-GV(1C) | 70㎟ | m |  | 11800 | 0 | [6 empty] | 0
M070600300901001 | 전선·케이블 | F-GV(1C) | 95㎟ | m |  | 16000 | 0 | [6 empty] | 0
M070600300901101 | 전선·케이블 | F-GV(1C) | 120㎟ | m |  | 19800 | 0 | [6 empty] | 0
M070600300901201 | 전선·케이블 | F-GV(1C) | 150㎟ | m |  | 24700 | 0 | [6 empty] | 0
M070600300901301 | 전선·케이블 | F-GV(1C) | 185㎟ | m |  | 29700 | 0 | [6 empty] | 0
M070600300901401 | 전선·케이블 | F-GV(1C) | 240㎟ | m |  | 38700 | 0 | [6 empty] | 0
M070600300901501 | 전선·케이블 | F-GV(1C) | 300㎟ | m |  | 48600 | 0 | [6 empty] | 0
M071900700100101 | 스위치 | 1구 스위치 | 와이드, | 개 |  | 2020 | 0 | [6 empty] | 0
M071900700200101 | 스위치 | 2구 스위치 | 와이드, | 개 |  | 3030 | 0 | [6 empty] | 0
M071900701700101 | 스위치 | 3로1구 스위치 | 와이드, | 개 |  | 3050 | 0 | [6 empty] | 0
M071900700300101 | 스위치 | 3구 스위치 | 와이드, | 개 |  | 3950 | 0 | [6 empty] | 0
M071900700400101 | 스위치 | 중2구 스위치 | 와이드, | 개 |  | 4130 | 0 | [6 empty] | 0
M071900700500101 | 스위치 | 중3구 스위치 | 와이드, | 개 |  | 4890 | 0 | [6 empty] | 0
M071900701800101 | 스위치 | 3로2구 스위치 | 와이드, | 개 |  | 5150 | 0 | [6 empty] | 0
M071900700600101 | 스위치 | 중4구 스위치 | 와이드, | 개 |  | 5910 | 0 | [6 empty] | 0
M071900700700101 | 스위치 | 중5구 스위치 | 와이드, | 개 |  | 6870 | 0 | [6 empty] | 0
M071900701900101 | 스위치 | 3로3구 스위치 | 와이드, | 개 |  | 7110 | 0 | [6 empty] | 0
M071900700800101 | 스위치 | 중6구 스위치 | 와이드, | 개 |  | 7830 | 0 | [6 empty] | 0
M072100900100701 | 재실감지센서(1)-2 | 재실감지기 | MS-2CH, 8A/8A 양방향 모션감지기(마이크로웨이브 센서) | 개 |  | 108000 | 0 | [6 empty] | 0
M070900100300301 | 플라스틱콘트롤BOX | 콘트롤BOX | DS-015, 철중판, 가로200×세로300×높이150 | 개 |  | 3930 | 0 | [6 empty] | 0
M070900100300101 | 플라스틱콘트롤BOX | 콘트롤BOX | DS-01, 철중판, 가로200×세로300×높이180 | 개 |  | 3930 | 0 | [6 empty] | 0
M070900100300201 | 플라스틱콘트롤BOX | 콘트롤BOX | DS-012, 철중판, 가로225×세로275×높이120 | 개 |  | 26100 | 0 | [6 empty] | 0
M070900100800201 | 플라스틱콘트롤BOX | 콘트롤BOX | DS-012, 플라스틱중판, 가로225×세로275×높이120 | 개 |  | 34700 | 0 | [6 empty] | 0
M070900100800301 | 플라스틱콘트롤BOX | 콘트롤BOX | DS-015, 플라스틱중판, 가로200×세로300×높이150 | 개 |  | 35100 | 0 | [6 empty] | 0
M070900100800101 | 플라스틱콘트롤BOX | 콘트롤BOX | DS-01, 플라스틱중판, 가로200×세로300×높이180 | 개 |  | 39200 | 0 | [6 empty] | 0
M070900100300401 | 플라스틱콘트롤BOX | 콘트롤BOX | DS-02, 철중판, 가로300×세로400×높이180 | 개 |  | 42500 | 0 | [6 empty] | 0
M070900100800401 | 플라스틱콘트롤BOX | 콘트롤BOX | DS-02, 플라스틱중판, 가로300×세로400×높이180 | 개 |  | 57700 | 0 | [6 empty] | 0
M070900100300501 | 플라스틱콘트롤BOX | 콘트롤BOX | DS-03, 철중판, 가로400×세로500×높이200 | 개 |  | 61800 | 0 | [6 empty] | 0
M070900100300601 | 플라스틱콘트롤BOX | 콘트롤BOX | DS-04, 철중판, 가로400×세로600×높이230 | 개 |  | 75400 | 0 | [6 empty] | 0
M070900100800501 | 플라스틱콘트롤BOX | 콘트롤BOX | DS-03, 플라스틱중판, 가로400×세로500×높이200 | 개 |  | 88500 | 0 | [6 empty] | 0
M071001600100101 | 인버터판넬 | 인버터판넬 | ISP-008P, 0.75㎾ | 면 |  | 1900000 | 0 | [6 empty] | 0
M071001600100201 | 인버터판넬 | 인버터판넬 | ISP-015P, 1.5㎾ | 면 |  | 1900000 | 0 | [6 empty] | 0
M071001600100301 | 인버터판넬 | 인버터판넬 | ISP-022P, 2.2㎾ | 면 |  | 2400000 | 0 | [6 empty] | 0
M071001600100401 | 인버터판넬 | 인버터판넬 | ISP-037P, 3.7㎾ | 면 |  | 2700000 | 0 | [6 empty] | 0
M071001600100501 | 인버터판넬 | 인버터판넬 | ISP-055P, 5.5㎾ | 면 |  | 3400000 | 0 | [6 empty] | 0
M071001600100601 | 인버터판넬 | 인버터판넬 | ISP-075P, 7.5㎾ | 면 |  | 3700000 | 0 | [6 empty] | 0
M071001600100701 | 인버터판넬 | 인버터판넬 | ISP-110P, 11㎾ | 면 |  | 4500000 | 0 | [6 empty] | 0
M071001600100801 | 인버터판넬 | 인버터판넬 | ISP-150P, 15㎾ | 면 |  | 4600000 | 0 | [6 empty] | 0
M071001600100901 | 인버터판넬 | 인버터판넬 | ISP-185P, 18.5㎾ | 면 |  | 5800000 | 0 | [6 empty] | 0
M071001600101001 | 인버터판넬 | 인버터판넬 | ISP-220P, 22㎾ | 면 |  | 6000000 | 0 | [6 empty] | 0
M071001600101101 | 인버터판넬 | 인버터판넬 | ISP-300P, 30㎾ | 면 |  | 7000000 | 0 | [6 empty] | 0
M071001600101201 | 인버터판넬 | 인버터판넬 | ISP-370P, 37㎾ | 면 |  | 7400000 | 0 | [6 empty] | 0
M071001600101301 | 인버터판넬 | 인버터판넬 | ISP-450P, 45㎾ | 면 |  | 8000000 | 0 | [6 empty] | 0
M071001600101401 | 인버터판넬 | 인버터판넬 | ISP-550P, 55㎾ | 면 |  | 9000000 | 0 | [6 empty] | 0
M070900500100101 | 풀박스 | 풀박스 | 100×100×50×1.0 | 개 |  | 2690 | 0 | [6 empty] | 0
M070900500100201 | 풀박스 | 풀박스 | 100×100×75×1.0 | 개 |  | 3220 | 0 | [6 empty] | 0
M070900500100401 | 풀박스 | 풀박스 | 150×150×100×1.0 | 개 |  | 3360 | 0 | [6 empty] | 0
M070900500100301 | 풀박스 | 풀박스 | 100×100×100×1.0 | 개 |  | 3520 | 0 | [6 empty] | 0
M070900500100501 | 풀박스 | 풀박스 | 150×150×150×1.0 | 개 |  | 4110 | 0 | [6 empty] | 0
M070900500100601 | 풀박스 | 풀박스 | 200×200×100×1.0 | 개 |  | 4730 | 0 | [6 empty] | 0
M070900500100701 | 풀박스 | 풀박스 | 200×200×150×1.0 | 개 |  | 5600 | 0 | [6 empty] | 0
M070900500100801 | 풀박스 | 풀박스 | 200×200×200×1.0 | 개 |  | 7100 | 0 | [6 empty] | 0
M070900500100901 | 풀박스 | 풀박스 | 250×250×100×1.0 | 개 |  | 7930 | 0 | [6 empty] | 0
M070900500101001 | 풀박스 | 풀박스 | 250×250×150×1.0 | 개 |  | 9030 | 0 | [6 empty] | 0
M070900500101201 | 풀박스 | 풀박스 | 300×300×100×1.0 | 개 |  | 9970 | 0 | [6 empty] | 0
M070900500101101 | 풀박스 | 풀박스 | 250×250×200×1.0 | 개 |  | 10100 | 0 | [6 empty] | 0
M070900500101301 | 풀박스 | 풀박스 | 300×300×150×1.0 | 개 |  | 11800 | 0 | [6 empty] | 0
M070900500101401 | 풀박스 | 풀박스 | 300×300×200×1.0 | 개 |  | 13500 | 0 | [6 empty] | 0
M070900500101501 | 풀박스 | 풀박스 | 300×300×300×1.0 | 개 |  | 16900 | 0 | [6 empty] | 0
M070900500101601 | 풀박스 | 풀박스 | 400×400×150×1.0 | 개 |  | 17200 | 0 | [6 empty] | 0
M070900500101701 | 풀박스 | 풀박스 | 400×400×200×1.0 | 개 |  | 20100 | 0 | [6 empty] | 0
M070900500101801 | 풀박스 | 풀박스 | 400×400×300×1.0 | 개 |  | 24700 | 0 | [6 empty] | 0
M070900500101901 | 풀박스 | 풀박스 | 500×500×200×1.0 | 개 |  | 34200 | 0 | [6 empty] | 0
M070900500102001 | 풀박스 | 풀박스 | 500×500×300×1.0 | 개 |  | 40100 | 0 | [6 empty] | 0
M070900500102101 | 풀박스 | 풀박스 | 600×600×300×1.0 | 개 |  | 55900 | 0 | [6 empty] | 0
M070900500102201 | 풀박스 | 풀박스 | 600×600×400×1.0 | 개 |  | 63700 | 0 | [6 empty] | 0
M071001900300101 | 인버터(1) | 차세대 범용 인버터 iS7 | SV0008iS7-2NO, 200V, 0.75㎾ | 대 |  | 494000 | 0 | [6 empty] | 0
M071001900304501 | 인버터(1) | 차세대 범용 인버터 iS7 | SV0008iS7-2NOFD, 200V(리액터,필터 내장), 0.75㎾ | 대 |  | 512000 | 0 | [6 empty] | 0
M071001900300201 | 인버터(1) | 차세대 범용 인버터 iS7 | SV0015iS7-2NO, 200V, 1.5㎾ | 대 |  | 600000 | 0 | [6 empty] | 0
M071001900304601 | 인버터(1) | 차세대 범용 인버터 iS7 | SV0015iS7-2NOFD, 200V(리액터,필터 내장), 1.5㎾ | 대 |  | 622000 | 0 | [6 empty] | 0
M071001900300301 | 인버터(1) | 차세대 범용 인버터 iS7 | SV0022iS7-2NO, 200V, 2.2㎾ | 대 |  | 650000 | 0 | [6 empty] | 0
M071001900301601 | 인버터(1) | 차세대 범용 인버터 iS7 | SV0008iS7-4NO, 400V, 0.75㎾ | 대 |  | 665000 | 0 | [6 empty] | 0
M071001900304701 | 인버터(1) | 차세대 범용 인버터 iS7 | SV0022iS7-2NOFD, 200V(리액터,필터 내장), 2.2㎾ | 대 |  | 674000 | 0 | [6 empty] | 0
M071001900305501 | 인버터(1) | 차세대 범용 인버터 iS7 | SV0008iS7-4NOFD, 400V(리액터,필터 내장), 0.75㎾ | 대 |  | 689000 | 0 | [6 empty] | 0
M071001900300401 | 인버터(1) | 차세대 범용 인버터 iS7 | SV0037iS7-2NO, 200V, 3.7㎾ | 대 |  | 786000 | 0 | [6 empty] | 0
M071001900304801 | 인버터(1) | 차세대 범용 인버터 iS7 | SV0037iS7-2NOFD, 200V(리액터,필터 내장), 3.7㎾ | 대 |  | 814000 | 0 | [6 empty] | 0
M071001900301701 | 인버터(1) | 차세대 범용 인버터 iS7 | SV0015iS7-4NO, 400V, 1.5㎾ | 대 |  | 828000 | 0 | [6 empty] | 0
M071001900305601 | 인버터(1) | 차세대 범용 인버터 iS7 | SV0015iS7-4NOFD, 400V(리액터,필터 내장), 1.5㎾ | 대 |  | 858000 | 0 | [6 empty] | 0
M071001900301801 | 인버터(1) | 차세대 범용 인버터 iS7 | SV0022iS7-4NO, 400V, 2.2㎾ | 대 |  | 880000 | 0 | [6 empty] | 0
M071001900305701 | 인버터(1) | 차세대 범용 인버터 iS7 | SV0022iS7-4NOFD, 400V(리액터,필터 내장), 2.2㎾ | 대 |  | 912000 | 0 | [6 empty] | 0
M071001900300501 | 인버터(1) | 차세대 범용 인버터 iS7 | SV0055iS7-2NO, 200V, 5.5㎾ | 대 |  | 986000 | 0 | [6 empty] | 0
M071001900304901 | 인버터(1) | 차세대 범용 인버터 iS7 | SV0055iS7-2NOFD, 200V(리액터,필터 내장), 5.5㎾ | 대 |  | 1021000 | 0 | [6 empty] | 0
M071001900301901 | 인버터(1) | 차세대 범용 인버터 iS7 | SV0037iS7-4NO, 400V, 3.7㎾ | 대 |  | 1147000 | 0 | [6 empty] | 0
M071001900305801 | 인버터(1) | 차세대 범용 인버터 iS7 | SV0037iS7-4NOFD, 400V(리액터,필터 내장), 3.7㎾ | 대 |  | 1188000 | 0 | [6 empty] | 0
M071001900305001 | 인버터(1) | 차세대 범용 인버터 iS7 | SV0075iS7-2NOFD, 200V(리액터,필터 내장), 7.5㎾ | 대 |  | 1259000 | 0 | [6 empty] | 0
M071001900302001 | 인버터(1) | 차세대 범용 인버터 iS7 | SV0055iS7-4NO, 400V, 5.5㎾ | 대 |  | 1326000 | 0 | [6 empty] | 0
M071001900305901 | 인버터(1) | 차세대 범용 인버터 iS7 | SV0055iS7-4NOFD, 400V(리액터,필터 내장), 5.5㎾ | 대 |  | 1374000 | 0 | [6 empty] | 0
M071001900302101 | 인버터(1) | 차세대 범용 인버터 iS7 | SV0075iS7-4NO, 400V, 7.5㎾ | 대 |  | 1649000 | 0 | [6 empty] | 0
M071001900300601 | 인버터(1) | 차세대 범용 인버터 iS7 | SV0075iS7-2NO, 200V, 7.5㎾ | 대 |  | 1709000 | 0 | [6 empty] | 0
M071001900306001 | 인버터(1) | 차세대 범용 인버터 iS7 | SV0075iS7-4NOFD, 400V(리액터,필터 내장), 7.5㎾ | 대 |  | 1709000 | 0 | [6 empty] | 0
M071001900300701 | 인버터(1) | 차세대 범용 인버터 iS7 | SV0110iS7-2NO, 200V, 11㎾ | 대 |  | 1747000 | 0 | [6 empty] | 0
M071001900305101 | 인버터(1) | 차세대 범용 인버터 iS7 | SV0110iS7-2NOFD, 200V(리액터,필터 내장), 11㎾ | 대 |  | 1810000 | 0 | [6 empty] | 0
M071001900302201 | 인버터(1) | 차세대 범용 인버터 iS7 | SV0110iS7-4NO, 400V, 11㎾ | 대 |  | 2103000 | 0 | [6 empty] | 0
M071001900306101 | 인버터(1) | 차세대 범용 인버터 iS7 | SV0110iS7-4NOFD, 400V(리액터,필터 내장), 11㎾ | 대 |  | 2178000 | 0 | [6 empty] | 0
M071001900300801 | 인버터(1) | 차세대 범용 인버터 iS7 | SV0150iS7-2NO, 200V, 15㎾ | 대 |  | 2180000 | 0 | [6 empty] | 0
M071001900305201 | 인버터(1) | 차세대 범용 인버터 iS7 | SV0150iS7-2NOFD, 200V(리액터,필터 내장), 15㎾ | 대 |  | 2259000 | 0 | [6 empty] | 0
M071001900302301 | 인버터(1) | 차세대 범용 인버터 iS7 | SV0150iS7-4NO, 400V, 15㎾ | 대 |  | 2431000 | 0 | [6 empty] | 0
M071001900306201 | 인버터(1) | 차세대 범용 인버터 iS7 | SV0150iS7-4NOFD, 400V(리액터,필터 내장), 15㎾ | 대 |  | 2518000 | 0 | [6 empty] | 0
M071001900300901 | 인버터(1) | 차세대 범용 인버터 iS7 | SV0185iS7-2NO, 200V, 18.5㎾ | 대 |  | 2671000 | 0 | [6 empty] | 0
M071001900305301 | 인버터(1) | 차세대 범용 인버터 iS7 | SV0185iS7-2NOFD, 200V(리액터,필터 내장), 18.5㎾ | 대 |  | 2767000 | 0 | [6 empty] | 0
M071001900302401 | 인버터(1) | 차세대 범용 인버터 iS7 | SV0185iS7-4NO, 400V, 18.5㎾ | 대 |  | 2873000 | 0 | [6 empty] | 0
M071001900306301 | 인버터(1) | 차세대 범용 인버터 iS7 | SV0185iS7-4NOFD, 400V(리액터,필터 내장), 18.5㎾ | 대 |  | 2976000 | 0 | [6 empty] | 0
M071001900301001 | 인버터(1) | 차세대 범용 인버터 iS7 | SV0220iS7-2NO, 200V, 22㎾ | 대 |  | 3022000 | 0 | [6 empty] | 0
M071001900305401 | 인버터(1) | 차세대 범용 인버터 iS7 | SV0220iS7-2NOFD, 200V(리액터,필터 내장), 22㎾ | 대 |  | 3131000 | 0 | [6 empty] | 0
M071001900302501 | 인버터(1) | 차세대 범용 인버터 iS7 | SV0220iS7-4NO, 400V, 22㎾ | 대 |  | 3145000 | 0 | [6 empty] | 0
M071001900306401 | 인버터(1) | 차세대 범용 인버터 iS7 | SV0220iS7-4NOFD, 400V(리액터,필터 내장), 22㎾ | 대 |  | 3258000 | 0 | [6 empty] | 0
M071001900302601 | 인버터(1) | 차세대 범용 인버터 iS7 | SV0300iS7-4SO, 400V, 30㎾ | 대 |  | 3651000 | 0 | [6 empty] | 0
M071001900303401 | 인버터(1) | 차세대 범용 인버터 iS7 | SV0300iS7-4SOD, 400V(리액터 내장), 30㎾ | 대 |  | 3782000 | 0 | [6 empty] | 0
M071001900301101 | 인버터(1) | 차세대 범용 인버터 iS7 | SV0300iS7-2SO, 200V, 30㎾ | 대 |  | 4045000 | 0 | [6 empty] | 0
M071001900302701 | 인버터(1) | 차세대 범용 인버터 iS7 | SV0370iS7-4SO, 400V, 37㎾ | 대 |  | 4563000 | 0 | [6 empty] | 0
M071001900303501 | 인버터(1) | 차세대 범용 인버터 iS7 | SV0370iS7-4SOD, 400V(리액터 내장), 37㎾ | 대 |  | 4727000 | 0 | [6 empty] | 0
M071001900301201 | 인버터(1) | 차세대 범용 인버터 iS7 | SV0370iS7-2SO, 200V, 37㎾ | 대 |  | 4728000 | 0 | [6 empty] | 0
M071001900302801 | 인버터(1) | 차세대 범용 인버터 iS7 | SV0450iS7-4SO, 400V, 45㎾ | 대 |  | 5078000 | 0 | [6 empty] | 0
M071001900301301 | 인버터(1) | 차세대 범용 인버터 iS7 | SV0450iS7-2SO, 200V, 45㎾ | 대 |  | 5441000 | 0 | [6 empty] | 0
M071001900303601 | 인버터(1) | 차세대 범용 인버터 iS7 | SV0450iS7-4SOD, 400V(리액터 내장), 45㎾ | 대 |  | 5485000 | 0 | [6 empty] | 0
M071001900301401 | 인버터(1) | 차세대 범용 인버터 iS7 | SV0550iS7-2SO, 200V, 55㎾ | 대 |  | 6060000 | 0 | [6 empty] | 0
M071001900302901 | 인버터(1) | 차세대 범용 인버터 iS7 | SV0550iS7-4SO, 400V, 55㎾ | 대 |  | 7065000 | 0 | [6 empty] | 0
M071001900303701 | 인버터(1) | 차세대 범용 인버터 iS7 | SV0550iS7-4SOD, 400V(리액터 내장), 55㎾ | 대 |  | 7551000 | 0 | [6 empty] | 0
M071001900301501 | 인버터(1) | 차세대 범용 인버터 iS7 | SV0750iS7-2SO, 200V, 75㎾ | 대 |  | 7878000 | 0 | [6 empty] | 0
M071001900303001 | 인버터(1) | 차세대 범용 인버터 iS7 | SV0750iS7-4SO, 400V, 75㎾ | 대 |  | 8431000 | 0 | [6 empty] | 0
M071001900303801 | 인버터(1) | 차세대 범용 인버터 iS7 | SV0750iS7-4SOD, 400V(리액터 내장), 75㎾ | 대 |  | 9027000 | 0 | [6 empty] | 0
M070600901500101 | 누수감지기(필름,케이블,시스템) | 누수 감지 케이블 센서 (No Jacket, Bulk meter, no connectors) | LDSC | m |  | 29700 | 0 | [6 empty] | 0
M070600901700101 | 누수감지기(필름,케이블,시스템) | 누수 감지 필름 센서 (Water, Acid, Alkali Dielectric constant 30↑ Organic solvent) | LDSF-LQ-AB017 | m |  | 30800 | 0 | [6 empty] | 0
M070600901700201 | 누수감지기(필름,케이블,시스템) | 누수 감지 필름 센서 (Water, Acid, Alkali Dielectric constant 30↑ Organic solvent) | LDSF-LQ-SB017 | m |  | 30800 | 0 | [6 empty] | 0
M070600901600101 | 누수감지기(필름,케이블,시스템) | 누액 감지 케이블 센서 (Bulk meter, no connectors) | LDSC-LQ-DJ004 | m |  | 31900 | 0 | [6 empty] | 0
M070600902300101 | 누수감지기(필름,케이블,시스템) | 방폭용 누수 감지 필름 센서 (Explosion proof : Water, Acid, Alkali Dielectric constant 30↑ Organic solvent) | Ex-LDSF-LQ-SB017 | m |  | 37200 | 0 | [6 empty] | 0
M070600902200101 | 누수감지기(필름,케이블,시스템) | 방폭용 누액 감지 케이블 센서 (Explosion proof : Bulk meter, no connectors) | Ex-LDSC-LQ-DJ004 | m |  | 38200 | 0 | [6 empty] | 0
M070601001500101 | 누수/누유감지시스템 | 종단키트 | LDTK | Set |  | 50000 | 0 | [6 empty] | 0
M070601001600101 | 누수/누유감지시스템 | 고정클립 | LDMC | pk |  | 50000 | 0 | [6 empty] | 0
M070601000600101 | 누수/누유감지시스템 | 종단케이블 | JMP-U | m |  | 60000 | 0 | [6 empty] | 0
M070601000500101 | 누수/누유감지시스템 | 신호전송케이블 | JMP-UD | m |  | 60000 | 0 | [6 empty] | 0
M070600902800201 | 누수감지기(필름,케이블,시스템) | 필름 센서 전용 커넥터 (FSCT-MC-PB035) | Elbow Connector | 개 |  | 61600 | 0 | [6 empty] | 0
M070600902800301 | 누수감지기(필름,케이블,시스템) | 필름 센서 전용 커넥터 (FSCT-MC-PB035) | End Connector | 개 |  | 61600 | 0 | [6 empty] | 0
M070600902800101 | 누수감지기(필름,케이블,시스템) | 필름 센서 전용 커넥터 (FSCT-MC-PB035) | Start Connector | 개 |  | 61600 | 0 | [6 empty] | 0
M070600901200101 | 누수감지기(필름,케이블,시스템) | End-of-line terminator | LD-ET-PC | 개 |  | 63700 | 0 | [6 empty] | 0
M070600901400101 | 누수감지기(필름,케이블,시스템) | Hold Down Clip (50EA/Bag) | LD-HDC-1/4 | Bag |  | 70100 | 0 | [6 empty] | 0
M070600902900201 | 누수감지기(필름,케이블,시스템) | 방폭용 필름 센서 전용 커넥터 (Explosion proof : FSCT-MC-PB035) | Ex-Elbow Connector | 개 |  | 72200 | 0 | [6 empty] | 0
M070600902900301 | 누수감지기(필름,케이블,시스템) | 방폭용 필름 센서 전용 커넥터 (Explosion proof : FSCT-MC-PB035) | Ex-End-Connector | 개 |  | 72200 | 0 | [6 empty] | 0
M070600902900101 | 누수감지기(필름,케이블,시스템) | 방폭용 필름 센서 전용 커넥터 (Explosion proof : FSCT-MC-PB035) | Ex-Start Connector | 개 |  | 72200 | 0 | [6 empty] | 0
M070601900700101 | 자동 누수,누유,히팅 감지 시스템 | End Terminator | JET-W, | 개 |  | 74300 | 0 | [6 empty] | 0
M070601000300101 | 누수/누유감지시스템 | 알칼리감지케이블 | AGT | m |  | 80000 | 0 | [6 empty] | 0
M070601000200101 | 누수/누유감지시스템 | 산감지케이블 | AGW | m |  | 80000 | 0 | [6 empty] | 0
M070601000700101 | 누수/누유감지시스템 | 연결용컨넥타 | SC-JM | Set |  | 90000 | 0 | [6 empty] | 0
M070600901100101 | 누수감지기(필름,케이블,시스템) | Leader Cable, pre-installed male/female connectors | LD-LC-PC-3M | 개 |  | 117000 | 0 | [6 empty] | 0
M070601900600101 | 자동 누수,누유,히팅 감지 시스템 | Leader Cable | JLC-W, | 개 |  | 117000 | 0 | [6 empty] | 0
M070601001300101 | 누수/누유감지시스템 | 연결케이블 | LDLW | Set |  | 150000 | 0 | [6 empty] | 0
M070601900500101 | 자동 누수,누유,히팅 감지 시스템 | Jumper Cable | JJC-W, | 개 |  | 196000 | 0 | [6 empty] | 0
M070600902000101 | 누수감지기(필름,케이블,시스템) | 산/유기용제 감지 필름 센서 (Acid, Dielectric constant 30↓ Organic solvent) | LDSF-OL-SY017 | m |  | 198000 | 0 | [6 empty] | 0
M070601001400101 | 누수/누유감지시스템 | 점퍼케이블 | LDJW | Set |  | 200000 | 0 | [6 empty] | 0
M070600901800101 | 누수감지기(필름,케이블,시스템) | 알칼리 감지 필름 센서 (Color change during alkali reaction) | LDSF-AK-SP017 | m |  | 234000 | 0 | [6 empty] | 0
M070600901900101 | 누수감지기(필름,케이블,시스템) | 산/유기용제 감지 필름 센서 (Acid, Dielectric constant 30↑ Organic solvent) | LDSF-OM-SY017 | m |  | 234000 | 0 | [6 empty] | 0
M070600901300101 | 누수감지기(필름,케이블,시스템) | Jumper Cable, pre-installed male/female connectors | LD-JC-1M/3FT-PC | 개 |  | 234000 | 0 | [6 empty] | 0
M070601000400101 | 누수/누유감지시스템 | 오일감지케이블 | TFH | m |  | 250000 | 0 | [6 empty] | 0
M070600901300201 | 누수감지기(필름,케이블,시스템) | Jumper Cable, pre-installed male/female connectors | LD-JC-3M/10FT-PC | 개 |  | 255000 | 0 | [6 empty] | 0
M070600902100101 | 누수감지기(필름,케이블,시스템) | 오일 감지 필름 센서 (Oil, Organic solvent) | LDSF-OI-SR017 | m |  | 276000 | 0 | [6 empty] | 0
M070601900400101 | 자동 누수,누유,히팅 감지 시스템 | Water Sensing Cable | WSC-3M/10FT, | 개 |  | 276000 | 0 | [6 empty] | 0
M070600902400101 | 누수감지기(필름,케이블,시스템) | 방폭용 알칼리 감지 필름 센서 (Explosion proof : Color change during alkali reaction) | Ex-LDSF-AK-SP017 | m |  | 287000 | 0 | [6 empty] | 0
M070600902500101 | 누수감지기(필름,케이블,시스템) | 방폭용 산/유기용제 감지 필름 센서 (Explosion proof : Acid, Dielectric constant 30↑ Organic solvent) | Ex-LDSF-OM-SY017 | m |  | 287000 | 0 | [6 empty] | 0
M070600902600101 | 누수감지기(필름,케이블,시스템) | 방폭용 산/유기용제 감지 필름 센서 (Explosion proof : Acid, Dielectric constant 30↓ Organic solvent) | Ex-LDSF-OL-SY017 | m |  | 308000 | 0 | [6 empty] | 0
M070600900800101 | 누수감지기(필름,케이블,시스템) | 누수 감지 케이블 센서 (No Jacket, Heat Shrinkable Enclosure) | LDSC-3M/10FT-HSE | 개 |  | 313000 | 0 | [6 empty] | 0
M070600902700101 | 누수감지기(필름,케이블,시스템) | 방폭용 오일 감지 필름 센서 (Explosion proof : Oil, Organic solvent) | Ex-LDSF-OI-SR017 | m |  | 329000 | 0 | [6 empty] | 0
M070600901300301 | 누수감지기(필름,케이블,시스템) | Jumper Cable, pre-installed male/female connectors | LD-JC-7.5M/25FT-PC | 개 |  | 350000 | 0 | [6 empty] | 0
M070600900200101 | 누수감지기(필름,케이블,시스템) | 인터페이스 모듈 (Leak, Fault, RS485, Relay) | LDIM-A | 개 |  | 372000 | 0 | [6 empty] | 0
M070601900400201 | 자동 누수,누유,히팅 감지 시스템 | Water Sensing Cable | WSC-7.5M/25FT, | 개 |  | 414000 | 0 | [6 empty] | 0
M070600900700101 | 누수감지기(필름,케이블,시스템) | 누수 감지 케이블 센서 (No Jacket, Plastic connector) | LDSC-3M/10FT-PC | 개 |  | 446000 | 0 | [6 empty] | 0
M070600900500101 | 누수감지기(필름,케이블,시스템) | 인터페이스 모듈 (Leak, Fault, RS232, RS485, Relay) | LDIM-I | 개 |  | 457000 | 0 | [6 empty] | 0
M070600900800301 | 누수감지기(필름,케이블,시스템) | 누수 감지 케이블 센서 (No Jacket, Heat Shrinkable Enclosure) | LDSC-7.5M/25FT-HSE | 개 |  | 478000 | 0 | [6 empty] | 0
M070600900800201 | 누수감지기(필름,케이블,시스템) | 누수 감지 케이블 센서 (No Jacket, Heat Shrinkable Enclosure) | LDSC-4.5M/15FT-HSE | 개 |  | 489000 | 0 | [6 empty] | 0
M070601900200201 | 자동 누수,누유,히팅 감지 시스템 | 자동경보시스템 | EMG/HTDU-2회로, | Set |  | 494000 | 0 | [6 empty] | 0
M070601900200101 | 자동 누수,누유,히팅 감지 시스템 | 자동경보시스템 | EMG/HTDU-1회로, | Set |  | 531000 | 0 | [6 empty] | 0
M070600900700201 | 누수감지기(필름,케이블,시스템) | 누수 감지 케이블 센서 (No Jacket, Plastic connector) | LDSC-4.5M/15FT-PC | 개 |  | 531000 | 0 | [6 empty] | 0
M070601900100101 | 자동 누수,누유,히팅 감지 시스템 | 기동전류컨트롤러 | JPC-1회로, | Set |  | 584000 | 0 | [6 empty] | 0
M070600901000101 | 누수감지기(필름,케이블,시스템) | 누액 감지 케이블 센서 (Jacket, Heat Shrinkable Enclosure) | LDSC(J)-3M/10FT-HSE | 개 |  | 616000 | 0 | [6 empty] | 0
M070600901000201 | 누수감지기(필름,케이블,시스템) | 누액 감지 케이블 센서 (Jacket, Heat Shrinkable Enclosure) | LDSC(J)-4.5M/15FT-HSE | 개 |  | 626000 | 0 | [6 empty] | 0
M070600900600101 | 누수감지기(필름,케이블,시스템) | 인터페이스 모듈 (Leak, Fault, RS232, RS485, Relay, Only Oil Sensor) | LDIM-O | 개 |  | 637000 | 0 | [6 empty] | 0
M070600900900101 | 누수감지기(필름,케이블,시스템) | 누액 감지 케이블 센서 (Jacket, Plastic connector) | LDSC(J)-3M/10FT-PC | 개 |  | 637000 | 0 | [6 empty] | 0
M070601900100201 | 자동 누수,누유,히팅 감지 시스템 | 기동전류컨트롤러 | JPC-2회로, | Set |  | 650000 | 0 | [6 empty] | 0
M070600900700301 | 누수감지기(필름,케이블,시스템) | 누수 감지 케이블 센서 (No Jacket, Plastic connector) | LDSC-7.5M/25FT-PC | 개 |  | 658000 | 0 | [6 empty] | 0
M070601900400301 | 자동 누수,누유,히팅 감지 시스템 | Water Sensing Cable | WSC-15M/50FT, | 개 |  | 690000 | 0 | [6 empty] | 0
M070601001200101 | 누수/누유감지시스템 | 누수감지케이블 | LDCA-10-15 | Set |  | 750000 | 0 | [6 empty] | 0
M070601001100101 | 누수/누유감지시스템 | 누수감지모듈 | LDCM-100 | Set |  | 800000 | 0 | [6 empty] | 0
M070600900900201 | 누수감지기(필름,케이블,시스템) | 누액 감지 케이블 센서 (Jacket, Plastic connector) | LDSC(J)-4.5M/15FT-PC | 개 |  | 850000 | 0 | [6 empty] | 0
M070600901000301 | 누수감지기(필름,케이블,시스템) | 누액 감지 케이블 센서 (Jacket, Heat Shrinkable Enclosure) | LDSC(J)-7.5M/25FT-HSE | 개 |  | 913000 | 0 | [6 empty] | 0
M070601900300401 | 자동 누수,누유,히팅 감지 시스템 | 자동감지시스템 | ZLDS-S300, | 개 |  | 956000 | 0 | [6 empty] | 0
M070600900900301 | 누수감지기(필름,케이블,시스템) | 누액 감지 케이블 센서 (Jacket, Plastic connector) | LDSC(J)-7.5M/25FT-PC | 개 |  | 956000 | 0 | [6 empty] | 0
M070600900800401 | 누수감지기(필름,케이블,시스템) | 누수 감지 케이블 센서 (No Jacket, Heat Shrinkable Enclosure) | LDSC-15M/50FT-HSE | 개 |  | 956000 | 0 | [6 empty] | 0
M070601900200301 | 자동 누수,누유,히팅 감지 시스템 | 자동경보시스템 | EMG/HTDU-3회로, | Set |  | 988000 | 0 | [6 empty] | 0
M070600900700401 | 누수감지기(필름,케이블,시스템) | 누수 감지 케이블 센서 (No Jacket, Plastic connector) | LDSC-15M/50FT-PC | 개 |  | 998000 | 0 | [6 empty] | 0
M070601900100301 | 자동 누수,누유,히팅 감지 시스템 | 기동전류컨트롤러 | JPC-3회로, | Set |  | 1000000 | 0 | [6 empty] | 0
M070600901000401 | 누수감지기(필름,케이블,시스템) | 누액 감지 케이블 센서 (Jacket, Heat Shrinkable Enclosure) | LDSC(J)-15M/50FT-HSE | 개 |  | 1529000 | 0 | [6 empty] | 0
M070600900900401 | 누수감지기(필름,케이블,시스템) | 누액 감지 케이블 센서 (Jacket, Plastic connector) | LDSC(J)-15M/50FT-PC | 개 |  | 1572000 | 0 | [6 empty] | 0
M070601900300201 | 자동 누수,누유,히팅 감지 시스템 | 자동감지시스템 | PLDS-S100, | 개 |  | 2018000 | 0 | [6 empty] | 0
M070601900300301 | 자동 누수,누유,히팅 감지 시스템 | 자동감지시스템 | MLDS-S200, | 개 |  | 2867000 | 0 | [6 empty] | 0
M070601001000101 | 누수/누유감지시스템 | 신호전송모듈 | LDTM | Set |  | 2881000 | 0 | [6 empty] | 0
M070600900300101 | 누수감지기(필름,케이블,시스템) | 인터페이스 모듈 (Leak Location, Fault, RS485, Relay) | LDIM-B | 개 |  | 3186000 | 0 | [6 empty] | 0
M070600900400101 | 누수감지기(필름,케이블,시스템) | 인터페이스 모듈 (Distance-read leak dection, Fault, RS485, Relay) | LDIM-D | 개 |  | 5098000 | 0 | [6 empty] | 0
M070601000800101 | 누수/누유감지시스템 | PC용 프로그램 | 기본형 | Set |  | 6000000 | 0 | [6 empty] | 0
M070601900300101 | 자동 누수,누유,히팅 감지 시스템 | 자동감지시스템 | JLDS-M100, | 개 |  | 6478000 | 0 | [6 empty] | 0
M070601000900101 | 누수/누유감지시스템 | 누수감지컨트롤러 | LDCM-110 | Set |  | 7409000 | 0 | [6 empty] | 0
M070600900100101 | 누수감지기(필름,케이블,시스템) | 마스터 모듈 | Touch screen, Leak & Location Network Master Module | 개 |  | 9431000 | 0 | [6 empty] | 0
M070601000100101 | 누수/누유감지시스템 | 누액감지컨트롤러 | AT20C-1 | Set |  | 25000000 | 0 | [6 empty] | 0
M041100401100101 | 빌딩자동제어장치(5) | ◈조명제어자재 | SIU, System Interface Unit, TCP/IP ,RS 485 | 대 |  | 1650000 | 0 | [6 empty] | 0
M041100700801101 | 빌딩자동제어장치(8) | 조명제어 | LCM-1A, 등단위 조명제어 모듈, 1채널, 전력선 통신 DC15V(SM-NET) | 대 |  | 88000 | 0 | [6 empty] | 0
M041100700800201 | 빌딩자동제어장치(8) | 조명제어 | LCU-2200, Lighting Control Unit(128회로제어, 8Relay내장, CU/SM-Net, MASTER&SLAVE 혼용) | 대 |  | 605000 | 0 | [6 empty] | 0
M071500301000101 | 계전기(릴레이)(2) | SSR(무접점릴레이) | WKS-1212SQHAC, HS-10A | 개 |  | 18800 | 0 |  | 0 |  |  |  |  | 0
M071500301000401 | 계전기(릴레이)(2) | SSR(무접점릴레이) | WKS-1240SQ, 1C 220VAC 40A | 개 |  | 28000 | 0 |  | 0 |  |  |  |  | 0
M071400202200101 | 디지털축소형모자익시스템 | 시간지연 제어용 릴레이(DTCR) | DTCR-A2, 연속정격전류 AC/DC 1A | 개 |  | 37200 | 0 |  | 0 |  |  |  |  | 0
M071500301000501 | 계전기(릴레이)(2) | SSR(무접점릴레이) | WKS-1210G2H4T, 입력 10-26VDC/출력 280/10A이하 | 개 |  | 51900 | 0 |  | 0 |  |  |  |  | 0
M072300300600101 | 가로등방수형접속함 | 누전릴레이방수함 | MSB-500, (사전점검기능내장) | 개 |  | 53100 | 0 |  | 0 |  |  |  |  | 0
M071500301000601 | 계전기(릴레이)(2) | SSR(무접점릴레이) | WKS-1220G2H4T, 입력 10-26VDC/출력 280/10A이하 | 개 |  | 57300 | 0 |  | 0 |  |  |  |  | 0
M071500301000201 | 계전기(릴레이)(2) | SSR(무접점릴레이) | WKS-1225SQHAC, HS-20A | 개 |  | 64800 | 0 |  | 0 |  |  |  |  | 0
M071500301001501 | 계전기(릴레이)(2) | SSR(무접점릴레이) | WKS-3225FRMP, 삼상 정,역 일체/3C 220V AC12-24VDC | 개 |  | 64800 | 0 |  | 0 |  |  |  |  | 0
M071500301000901 | 계전기(릴레이)(2) | SSR(무접점릴레이) | WKS-1310G2H4T, 입력 10-26VDC/출력 280/10A이하 | 개 |  | 64800 | 0 |  | 0 |  |  |  |  | 0
M071500301001001 | 계전기(릴레이)(2) | SSR(무접점릴레이) | WKS-1320G2H4T, 입력 10-26VDC/출력 280/10A이하 | 개 |  | 64800 | 0 |  | 0 |  |  |  |  | 0
M071500301000301 | 계전기(릴레이)(2) | SSR(무접점릴레이) | WKS-1240SQHAC, HS-40A | 개 |  | 68100 | 0 |  | 0 |  |  |  |  | 0
M071500301001301 | 계전기(릴레이)(2) | SSR(무접점릴레이) | WKS-1240M04, 단상 2회로/2C 220V AC4-32VDC | 개 |  | 83500 | 0 |  | 0 |  |  |  |  | 0
M071400203600101 | 디지털축소형모자익시스템 | 반도체형 제어 릴레이(SCLR) | YSDR-3050P/T, | 개 |  | 106000 | 0 |  | 0 |  |  |  |  | 0
M071500301000701 | 계전기(릴레이)(2) | SSR(무접점릴레이) | WKS-1240G2H4T, 입력 10-26VDC/출력 280/10A이하 | 개 |  | 135000 | 0 |  | 0 |  |  |  |  | 0
M071500301001101 | 계전기(릴레이)(2) | SSR(무접점릴레이) | WKS-1340G2H4T, 입력 10-26VDC/출력 280/10A이하 | 개 |  | 153000 | 0 |  | 0 |  |  |  |  | 0
M071500301000801 | 계전기(릴레이)(2) | SSR(무접점릴레이) | WKS-1250G2H4T, 입력 10-26VDC/출력 280/10A이하 | 개 |  | 196000 | 0 |  | 0 |  |  |  |  | 0
M071500301001201 | 계전기(릴레이)(2) | SSR(무접점릴레이) | WKS-1350G2H4T, 입력 10-26VDC/출력 280/10A이하 | 개 |  | 216000 | 0 |  | 0 |  |  |  |  | 0
M071600201100101 | 프로그래머블 로직 콘트롤러(1) | 릴레이출력모듈 | CM1-YR16E, RELAY출력/16점/2A | 개 |  | 216000 | 0 |  | 0 |  |  |  |  | 0
M071500301001401 | 계전기(릴레이)(2) | SSR(무접점릴레이) | WKS-3370H04, 3C 440V 70A | 개 |  | 305000 | 0 |  | 0 |  |  |  |  | 0
M071601100400101 | 전력선통신기반통합제어시스템 | 레치릴레이 유니트 LRU | AC 100~240V, 9,600bps, Plug-in Port, 30A, 4회로 | 대 |  | 369000 | 0 |  | 0 |  |  |  |  | 0
M071600300700801 | 프로그래머블 로직 콘트롤러(2) | CIMON-PLCs(소형) | CM3-SP24PWR, IN AC220V, OUT DC 24V, 10W | 개 |  | 105000 | 0 |  | 0 |  |  |  |  | 0
M071600300700301 | 프로그래머블 로직 콘트롤러(2) | CIMON-PLCs(소형) | CM3-SP32EDO, 증설, DI 32점 DC24V | 개 |  | 242000 | 0 |  | 0 |  |  |  |  | 0
M071600300700401 | 프로그래머블 로직 콘트롤러(2) | CIMON-PLCs(소형) | CM3-SP32EOT, 증설, DO 32점 | 개 |  | 319000 | 0 |  | 0 |  |  |  |  | 0
M071600300700501 | 프로그래머블 로직 콘트롤러(2) | CIMON-PLCs(소형) | CM3-SP04EAO, 증설, AI 4ch, 전류전압 | 개 |  | 460000 | 0 |  | 0 |  |  |  |  | 0
M071600300700601 | 프로그래머블 로직 콘트롤러(2) | CIMON-PLCs(소형) | CM3-SP04EOA, 증설, AO 4ch, 전류 or 전압 | 개 |  | 472000 | 0 |  | 0 |  |  |  |  | 0
M071600300800101 | 프로그래머블 로직 콘트롤러(2) | CIMON-Xpanel | CM-XT04CD-D, 4.3˝TFT,480×272,RS-232,RS-422/485,LAN,DC24V | 개 |  | 478000 | 0 |  | 0 |  |  |  |  | 0
M071600300700701 | 프로그래머블 로직 콘트롤러(2) | CIMON-PLCs(소형) | CM3-SP04EAA, 증설, AI 2ch 전류전압 / AO 2ch 전류전압 | 개 |  | 541000 | 0 |  | 0 |  |  |  |  | 0
M071600300700201 | 프로그래머블 로직 콘트롤러(2) | CIMON-PLCs(소형) | CM3-SP16MDRF, DC24V, MAIN, DI 8/DO 6(Relay), RS232C 1ch, Ethernet1ch, RS485 1ch | 개 |  | 802000 | 0 |  | 0 |  |  |  |  | 0
M071600300700101 | 프로그래머블 로직 콘트롤러(2) | CIMON-PLCs(소형) | CM3-SP32MDTF, DC24V, MAIN, DI16/DO16(TR), RS232C 1ch, Ethernet 1ch, RS485 1ch | 개 |  | 875000 | 0 |  | 0 |  |  |  |  | 0
M072100303600401 | 비상등 | 비상등 | SS-H, (형광집중식) | 개 |  | 211000 | 0 |  | 0 |  |  |  |  | 0
M071801305200101 | 접지자재ㆍ피뢰자재(13) | 접지 부속자재-접지릴 | 10M | 개 |  | 450000 | 0 |  | 0 |  |  |  |  | 0
M071600301600601 | 프로그래머블 로직 콘트롤러(2) | Application Software | PLC Programming, Digital Point(DI/DO/PI/PO) | POINT |  | 63000 | 0 |  | 0 |  |  |  |  | 0
M071600301600501 | 프로그래머블 로직 콘트롤러(2) | Application Software | PLC Programming, Anglog Point(AI/AO) | POINT |  | 126000 | 0 |  | 0 |  |  |  |  | 0
M071600301600701 | 프로그래머블 로직 콘트롤러(2) | Application Software | PLC Programming, 통신 Point(RS-422/485, RS-232C) | POINT |  | 379000 | 0 |  | 0 |  |  |  |  | 0
M071600301600101 | 프로그래머블 로직 콘트롤러(2) | Application Software | 운전화면(작화및DB), 표준화면(1화면기준,신규/수정/추가시 동일) | 화면 |  | 1138000 | 0 |  | 0 |  |  |  |  | 0
M071600301600301 | 프로그래머블 로직 콘트롤러(2) | Application Software | 운전화면(작화및DB), 레포트화면(1화면기준,신규/수정/추가시 동일) | 화면 |  | 1168000 | 0 |  | 0 |  |  |  |  | 0
M071600301600401 | 프로그래머블 로직 콘트롤러(2) | Application Software | 운전화면(작화및DB), 알람화면(1화면기준,신규/수정/추가시 동일) | 화면 |  | 1391000 | 0 |  | 0 |  |  |  |  | 0
M071600301600201 | 프로그래머블 로직 콘트롤러(2) | Application Software | 운전화면(작화및DB), 트랜드화면(1화면기준,신규/수정/추가시 동일) | 화면 |  | 1391000 | 0 |  | 0 |  |  |  |  | 0
[7 empty] | 0 |  | 0 |  |  |  |  | 0
[7 empty] | 0 |  | 0 |  |  |  |  | 0
[7 empty] | 0 |  | 0 |  |  |  |  | 0
[7 empty] | 0 |  | 0 |  |  |  |  | 0
[7 empty] | 0 |  | 0 |  |  |  |  | 0
[7 empty] | 0 |  | 0 |  |  |  |  | 0
[7 empty] | 0 |  | 0 |  |  |  |  | 0
[7 empty] | 0 |  | 0 |  |  |  |  | 0
[7 empty] | 0 |  | 0 |  |  |  |  | 0
[7 empty] | 0 |  | 0 |  |  |  |  | 0
[7 empty] | 0 |  | 0 |  |  |  |  | 0
[7 empty] | 0 |  | 0 |  |  |  |  | 0
[7 empty] | 0 |  | 0 |  |  |  |  | 0
[7 empty] | 0 |  | 0 |  |  |  |  | 0
[7 empty] | 0 |  | 0 |  |  |  |  | 0
[7 empty] | 0 |  | 0 |  |  |  |  | 0
[7 empty] | 0 |  | 0 |  |  |  |  | 0
[7 empty] | 0 |  | 0 |  |  |  |  | 0
[7 empty] | 0 |  | 0 |  |  |  |  | 0
[7 empty] | 0 |  | 0 |  |  |  |  | 0
[7 empty] | 0 |  | 0 |  |  |  |  | 0
[7 empty] | 0 |  | 0 |  |  |  |  | 0
[7 empty] | 0 |  | 0 |  |  |  |  | 0
[7 empty] | 0 |  | 0 |  |  |  |  | 0
[7 empty] | 0 |  | 0 |  |  |  |  | 0
[7 empty] | 0 |  | 0 |  |  |  |  | 0
[7 empty] | 0 |  | 0 |  |  |  |  | 0
[7 empty] | 0 |  | 0 |  |  |  |  | 0
[7 empty] | 0 |  | 0 |  |  |  |  | 0
[7 empty] | 0 |  | 0 |  |  |  |  | 0
[7 empty] | 0 |  | 0 |  |  |  |  | 0
[7 empty] | 0 |  | 0 |  |  |  |  | 0
[7 empty] | 0 |  | 0 |  |  |  |  | 0
[7 empty] | 0 |  | 0 |  |  |  |  | 0
[7 empty] | 0 |  | 0 |  |  |  |  | 0
[7 empty] | 0 |  | 0 |  |  |  |  | 0
[7 empty] | 0 |  | 0 |  |  |  |  | 0
[7 empty] | 0 |  | 0 |  |  |  |  | 0
[7 empty] | 0 |  | 0 |  |  |  |  | 0
[7 empty] | 0 |  | 0 |  |  |  |  | 0
[7 empty] | 0 |  | 0 |  |  |  |  | 0
[7 empty] | 0 |  | 0 |  |  |  |  | 0
[7 empty] | 0 |  | 0 |  |  |  |  | 0
[7 empty] | 0 |  | 0 |  |  |  |  | 0
[7 empty] | 0 |  | 0 |  |  |  |  | 0
[7 empty] | 0 |  | 0 |  |  |  |  | 0
[7 empty] | 0 |  | 0 |  |  |  |  | 0
[7 empty] | 0 |  | 0 |  |  |  |  | 0
[7 empty] | 0 |  | 0 |  |  |  |  | 0
[7 empty] | 0 |  | 0 |  |  |  |  | 0
[7 empty] | 0 |  | 0 |  |  |  |  | 0
[7 empty] | 0 |  | 0 |  |  |  |  | 0
[7 empty] | 0 |  | 0 |  |  |  |  | 0
[7 empty] | 0 |  | 0 |  |  |  |  | 0
[7 empty] | 0 |  | 0 |  |  |  |  | 0
[7 empty] | 0 |  | 0 |  |  |  |  | 0
[7 empty] | 0 |  | 0 |  |  |  |  | 0
[7 empty] | 0 |  | 0 |  |  |  |  | 0
[7 empty] | 0 |  | 0 |  |  |  |  | 0
[7 empty] | 0 |  | 0 |  |  |  |  | 0
[7 empty] | 0 |  | 0 |  |  |  |  | 0
[7 empty] | 0 |  | 0 |  |  |  |  | 0
[7 empty] | 0 |  | 0 |  |  |  |  | 0
[7 empty] | 0 |  | 0 |  |  |  |  | 0
[7 empty] | 0 |  | 0 |  |  |  |  | 0
[7 empty] | 0 |  | 0 |  |  |  |  | 0
[7 empty] | 0 |  | 0 |  |  |  |  | 0
[7 empty] | 0 |  | 0 |  |  |  |  | 0
[7 empty] | 0 |  | 0 |  |  |  |  | 0
[7 empty] | 0 |  | 0 |  |  |  |  | 0
[7 empty] | 0 |  | 0 |  |  |  |  | 0
[7 empty] | 0 |  | 0 |  |  |  |  | 0
[7 empty] | 0 |  | 0 |  |  |  |  | 0
[7 empty] | 0 |  | 0 |  |  |  |  | 0
[7 empty] | 0 |  | 0 |  |  |  |  | 0
[7 empty] | 0 |  | 0 |  |  |  |  | 0
[7 empty] | 0 |  | 0 |  |  |  |  | 0
[7 empty] | 0 |  | 0 |  |  |  |  | 0
[7 empty] | 0 |  | 0 |  |  |  |  | 0
[7 empty] | 0 |  | 0 |  |  |  |  | 0
[7 empty] | 0 |  | 0 |  |  |  |  | 0
[7 empty] | 0 |  | 0 |  |  |  |  | 0
[7 empty] | 0 |  | 0 |  |  |  |  | 0
[7 empty] | 0 |  | 0 |  |  |  |  | 0
[7 empty] | 0 |  | 0 |  |  |  |  | 0
[7 empty] | 0 |  | 0 |  |  |  |  | 0
[7 empty] | 0 |  | 0 |  |  |  |  | 0
[7 empty] | 0 |  | 0 |  |  |  |  | 0
[7 empty] | 0 |  | 0 |  |  |  |  | 0
[7 empty] | 0 |  | 0 |  |  |  |  | 0
[7 empty] | 0 |  | 0 |  |  |  |  | 0
[7 empty] | 0 |  | 0 |  |  |  |  | 0
[7 empty] | 0 |  | 0 |  |  |  |  | 0
[7 empty] | 0 |  | 0 |  |  |  |  | 0
[7 empty] | 0 |  | 0 |  |  |  |  | 0
[7 empty] | 0 |  | 0 |  |  |  |  | 0
[7 empty] | 0 |  | 0 |  |  |  |  | 0
[7 empty] | 0 |  | 0 |  |  |  |  | 0
[7 empty] | 0 |  | 0 |  |  |  |  | 0
[7 empty] | 0 |  | 0 |  |  |  |  | 0
[7 empty] | 0 |  | 0 |  |  |  |  | 0
[7 empty] | 0 |  | 0 |  |  |  |  | 0
[7 empty] | 0 |  | 0 |  |  |  |  | 0
[7 empty] | 0 |  | 0 |  |  |  |  | 0
[7 empty] | 0 |  | 0 |  |  |  |  | 0
[7 empty] | 0 |  | 0 |  |  |  |  | 0
[7 empty] | 0 |  | 0 |  |  |  |  | 0
[7 empty] | 0 |  | 0 |  |  |  |  | 0
[7 empty] | 0 |  | 0 |  |  |  |  | 0
[7 empty] | 0 |  | 0 |  |  |  |  | 0
[7 empty] | 0 |  | 0 |  |  |  |  | 0
[7 empty] | 0 |  | 0 |  |  |  |  | 0
[7 empty] | 0 |  | 0 |  |  |  |  | 0
[7 empty] | 0 |  | 0 |  |  |  |  | 0
[7 empty] | 0 |  | 0 |  |  |  |  | 0
[7 empty] | 0 |  | 0 |  |  |  |  | 0
[7 empty] | 0 |  | 0 |  |  |  |  | 0
[7 empty] | 0 |  | 0 |  |  |  |  | 0
[7 empty] | 0 |  | 0 |  |  |  |  | 0
[7 empty] | 0 |  | 0 |  |  |  |  | 0
[7 empty] | 0 |  | 0 |  |  |  |  | 0
[7 empty] | 0 |  | 0 |  |  |  |  | 0
[7 empty] | 0 |  | 0 |  |  |  |  | 0
[7 empty] | 0 |  | 0 |  |  |  |  | 0
[7 empty] | 0 |  | 0 |  |  |  |  | 0
[7 empty] | 0 |  | 0 |  |  |  |  | 0
[7 empty] | 0 |  | 0 |  |  |  |  | 0
[7 empty] | 0 |  | 0 |  |  |  |  | 0
[7 empty] | 0 |  | 0 |  |  |  |  | 0
[7 empty] | 0 |  | 0 |  |  |  |  | 0
[7 empty] | 0 |  | 0 |  |  |  |  | 0
[7 empty] | 0 |  | 0 |  |  |  |  | 0
[7 empty] | 0 |  | 0 |  |  |  |  | 0
[7 empty] | 0 |  | 0 |  |  |  |  | 0
[7 empty] | 0 |  | 0 |  |  |  |  | 0
[7 empty] | 0 |  | 0 |  |  |  |  | 0
[7 empty] | 0 |  | 0 |  |  |  |  | 0
[7 empty] | 0 |  | 0 |  |  |  |  | 0
[7 empty] | 0 |  | 0 |  |  |  |  | 0
[7 empty] | 0 |  | 0 |  |  |  |  | 0
[7 empty] | 0 |  | 0 |  |  |  |  | 0
[7 empty] | 0 |  | 0 |  |  |  |  | 0
[7 empty] | 0 |  | 0 |  |  |  |  | 0
[7 empty] | 0 |  | 0 |  |  |  |  | 0
[7 empty] | 0 |  | 0 |  |  |  |  | 0
[7 empty] | 0 |  | 0 |  |  |  |  | 0
[7 empty] | 0 |  | 0 |  |  |  |  | 0
[7 empty] | 0 |  | 0 |  |  |  |  | 0
[7 empty] | 0 |  | 0 |  |  |  |  | 0
[7 empty] | 0 |  | 0 |  |  |  |  | 0
[7 empty] | 0 |  | 0 |  |  |  |  | 0
[7 empty] | 0 |  | 0 |  |  |  |  | 0
[7 empty] | 0 |  | 0 |  |  |  |  | 0
[7 empty] | 0 |  | 0 |  |  |  |  | 0
[7 empty] | 0 |  | 0 |  |  |  |  | 0
[7 empty] | 0 |  | 0 |  |  |  |  | 0
[7 empty] | 0 |  | 0 |  |  |  |  | 0
[7 empty] | 0 |  | 0 |  |  |  |  | 0
[7 empty] | 0 |  | 0 |  |  |  |  | 0
[7 empty] | 0 |  | 0 |  |  |  |  | 0
[7 empty] | 0 |  | 0 |  |  |  |  | 0
[7 empty] | 0 |  | 0 |  |  |  |  | 0
[7 empty] | 0 |  | 0 |  |  |  |  | 0
[7 empty] | 0 |  | 0 |  |  |  |  | 0
[7 empty] | 0 |  | 0 |  |  |  |  | 0
[7 empty] | 0 |  | 0 |  |  |  |  | 0
[7 empty] | 0 |  | 0 |  |  |  |  | 0
[7 empty] | 0 |  | 0 |  |  |  |  | 0
[7 empty] | 0 |  | 0 |  |  |  |  | 0
[7 empty] | 0 |  | 0 |  |  |  |  | 0
[7 empty] | 0 |  | 0 |  |  |  |  | 0
[7 empty] | 0 |  | 0 |  |  |  |  | 0
[7 empty] | 0 |  | 0 |  |  |  |  | 0
[7 empty] | 0 |  | 0 |  |  |  |  | 0
[7 empty] | 0 |  | 0 |  |  |  |  | 0
[7 empty] | 0 |  | 0 |  |  |  |  | 0
[7 empty] | 0 |  | 0 |  |  |  |  | 0
[7 empty] | 0 |  | 0 |  |  |  |  | 0
[7 empty] | 0 |  | 0 |  |  |  |  | 0
[7 empty] | 0 |  | 0 |  |  |  |  | 0
[7 empty] | 0 |  | 0 |  |  |  |  | 0
[7 empty] | 0 |  | 0 |  |  |  |  | 0
[7 empty] | 0 |  | 0 |  |  |  |  | 0
[7 empty] | 0 |  | 0 |  |  |  |  | 0
[7 empty] | 0 |  | 0 |  |  |  |  | 0
[7 empty] | 0 |  | 0 |  |  |  |  | 0
[7 empty] | 0 |  | 0 |  |  |  |  | 0
[7 empty] | 0 |  | 0 |  |  |  |  | 0
[7 empty] | 0 |  | 0 |  |  |  |  | 0
[7 empty] | 0 |  | 0 |  |  |  |  | 0
[7 empty] | 0 |  | 0 |  |  |  |  | 0
[7 empty] | 0 |  | 0 |  |  |  |  | 0
[7 empty] | 0 |  | 0 |  |  |  |  | 0
[7 empty] | 0 |  | 0 |  |  |  |  | 0
[7 empty] | 0 |  | 0 |  |  |  |  | 0
[7 empty] | 0 |  | 0 |  |  |  |  | 0
[7 empty] | 0 |  | 0 |  |  |  |  | 0
[7 empty] | 0 |  | 0 |  |  |  |  | 0
[7 empty] | 0 |  | 0 |  |  |  |  | 0
[7 empty] | 0 |  | 0 |  |  |  |  | 0
[7 empty] | 0 |  | 0 |  |  |  |  | 0
[7 empty] | 0 |  | 0 |  |  |  |  | 0
[7 empty] | 0 |  | 0 |  |  |  |  | 0
[7 empty] | 0 |  | 0 |  |  |  |  | 0
[7 empty] | 0 |  | 0 |  |  |  |  | 0
[7 empty] | 0 |  | 0 |  |  |  |  | 0
[7 empty] | 0 |  | 0 |  |  |  |  | 0
[7 empty] | 0 |  | 0 |  |  |  |  | 0
[7 empty] | 0 |  | 0 |  |  |  |  | 0
[7 empty] | 0 |  | 0 |  |  |  |  | 0
[7 empty] | 0 |  | 0 |  |  |  |  | 0
[7 empty] | 0 |  | 0 |  |  |  |  | 0
[7 empty] | 0 |  | 0 |  |  |  |  | 0
[7 empty] | 0 |  | 0 |  |  |  |  | 0
[7 empty] | 0 |  | 0 |  |  |  |  | 0
[7 empty] | 0 |  | 0 |  |  |  |  | 0
[7 empty] | 0 |  | 0 |  |  |  |  | 0
[7 empty] | 0 |  | 0 |  |  |  |  | 0
[7 empty] | 0 |  | 0 |  |  |  |  | 0
[7 empty] | 0 |  | 0 |  |  |  |  | 0
[7 empty] | 0 |  | 0 |  |  |  |  | 0
[7 empty] | 0 |  | 0 |  |  |  |  | 0
[7 empty] | 0 |  | 0 |  |  |  |  | 0
[7 empty] | 0 |  | 0 |  |  |  |  | 0
[7 empty] | 0 |  | 0 |  |  |  |  | 0
[7 empty] | 0 |  | 0 |  |  |  |  | 0
[7 empty] | 0 |  | 0 |  |  |  |  | 0
[7 empty] | 0 |  | 0 |  |  |  |  | 0
[7 empty] | 0 |  | 0 |  |  |  |  | 0
[7 empty] | 0 |  | 0 |  |  |  |  | 0
[7 empty] | 0 |  | 0 |  |  |  |  | 0
[7 empty] | 0 |  | 0 |  |  |  |  | 0
[7 empty] | 0 |  | 0 |  |  |  |  | 0
[7 empty] | 0 |  | 0 |  |  |  |  | 0
[7 empty] | 0 |  | 0 |  |  |  |  | 0
[7 empty] | 0 |  | 0 |  |  |  |  | 0
[7 empty] | 0 |  | 0 |  |  |  |  | 0
[7 empty] | 0 |  | 0 |  |  |  |  | 0
[7 empty] | 0 |  | 0 |  |  |  |  | 0
[7 empty] | 0 |  | 0 |  |  |  |  | 0
[7 empty] | 0 |  | 0 |  |  |  |  | 0
[7 empty] | 0 |  | 0 |  |  |  |  | 0
[7 empty] | 0 |  | 0 |  |  |  |  | 0
[7 empty] | 0 |  | 0 |  |  |  |  | 0
[7 empty] | 0 |  | 0 |  |  |  |  | 0
[7 empty] | 0 |  | 0 |  |  |  |  | 0
[7 empty] | 0 |  | 0 |  |  |  |  | 0
[7 empty] | 0 |  | 0 |  |  |  |  | 0
[7 empty] | 0 |  | 0 |  |  |  |  | 0
[7 empty] | 0 |  | 0 |  |  |  |  | 0
[7 empty] | 0 |  | 0 |  |  |  |  | 0
[7 empty] | 0 |  | 0 |  |  |  |  | 0
[7 empty] | 0 |  | 0 |  |  |  |  | 0
[7 empty] | 0 |  | 0 |  |  |  |  | 0
[7 empty] | 0 |  | 0 |  |  |  |  | 0
[7 empty] | 0 |  | 0 |  |  |  |  | 0
[7 empty] | 0 |  | 0 |  |  |  |  | 0
[7 empty] | 0 |  | 0 |  |  |  |  | 0
[7 empty] | 0 |  | 0 |  |  |  |  | 0
[7 empty] | 0 |  | 0 |  |  |  |  | 0
[7 empty] | 0 |  | 0 |  |  |  |  | 0
[7 empty] | 0 |  | 0 |  |  |  |  | 0
[7 empty] | 0 |  | 0 |  |  |  |  | 0
[7 empty] | 0 |  | 0 |  |  |  |  | 0
[7 empty] | 0 |  | 0 |  |  |  |  | 0
[7 empty] | 0 |  | 0 |  |  |  |  | 0
[7 empty] | 0 |  | 0 |  |  |  |  | 0
[7 empty] | 0 |  | 0 |  |  |  |  | 0
[7 empty] | 0 |  | 0 |  |  |  |  | 0
[7 empty] | 0 |  | 0 |  |  |  |  | 0
[7 empty] | 0 |  | 0 |  |  |  |  | 0
[7 empty] | 0 |  | 0 |  |  |  |  | 0
[7 empty] | 0 |  | 0 |  |  |  |  | 0
[7 empty] | 0 |  | 0 |  |  |  |  | 0
[7 empty] | 0 |  | 0 |  |  |  |  | 0
[7 empty] | 0 |  | 0 |  |  |  |  | 0
[7 empty] | 0 |  | 0 |  |  |  |  | 0
[7 empty] | 0 |  | 0 |  |  |  |  | 0
[7 empty] | 0 |  | 0 |  |  |  |  | 0
[7 empty] | 0 |  | 0 |  |  |  |  | 0
[7 empty] | 0 |  | 0 |  |  |  |  | 0
[7 empty] | 0 |  | 0 |  |  |  |  | 0
[7 empty] | 0 |  | 0 |  |  |  |  | 0
[7 empty] | 0 |  | 0 |  |  |  |  | 0
[7 empty] | 0 |  | 0 |  |  |  |  | 0
[7 empty] | 0 |  | 0 |  |  |  |  | 0
[7 empty] | 0 |  | 0 |  |  |  |  | 0
[7 empty] | 0 |  | 0 |  |  |  |  | 0
[7 empty] | 0 |  | 0 |  |  |  |  | 0
[7 empty] | 0 |  | 0 |  |  |  |  | 0
[7 empty] | 0 |  | 0 |  |  |  |  | 0
[7 empty] | 0 |  | 0 |  |  |  |  | 0
[7 empty] | 0 |  | 0 |  |  |  |  | 0
[7 empty] | 0 |  | 0 |  |  |  |  | 0
[7 empty] | 0 |  | 0 |  |  |  |  | 0
[7 empty] | 0 |  | 0 |  |  |  |  | 0
[7 empty] | 0 |  | 0 |  |  |  |  | 0
[7 empty] | 0 |  | 0 |  |  |  |  | 0
[7 empty] | 0 |  | 0 |  |  |  |  | 0
[7 empty] | 0 |  | 0 |  |  |  |  | 0
[7 empty] | 0 |  | 0 |  |  |  |  | 0
[7 empty] | 0 |  | 0 |  |  |  |  | 0
[7 empty] | 0 |  | 0 |  |  |  |  | 0
[7 empty] | 0 |  | 0 |  |  |  |  | 0
[7 empty] | 0 |  | 0 |  |  |  |  | 0
[7 empty] | 0 |  | 0 |  |  |  |  | 0
[7 empty] | 0 |  | 0 |  |  |  |  | 0
[7 empty] | 0 |  | 0 |  |  |  |  | 0
[7 empty] | 0 |  | 0 |  |  |  |  | 0
[7 empty] | 0 |  | 0 |  |  |  |  | 0
[7 empty] | 0 |  | 0 |  |  |  |  | 0
[7 empty] | 0 |  | 0 |  |  |  |  | 0
[7 empty] | 0 |  | 0 |  |  |  |  | 0
[7 empty] | 0 |  | 0 |  |  |  |  | 0
[7 empty] | 0 |  | 0 |  |  |  |  | 0
[7 empty] | 0 |  | 0 |  |  |  |  | 0
[7 empty] | 0 |  | 0 |  |  |  |  | 0
[7 empty] | 0 |  | 0 |  |  |  |  | 0
[7 empty] | 0 |  | 0 |  |  |  |  | 0
[7 empty] | 0 |  | 0 |  |  |  |  | 0
[7 empty] | 0 |  | 0 |  |  |  |  | 0
[7 empty] | 0 |  | 0 |  |  |  |  | 0
[7 empty] | 0 |  | 0 |  |  |  |  | 0
[7 empty] | 0 |  | 0 |  |  |  |  | 0
[7 empty] | 0 |  | 0 |  |  |  |  | 0
[7 empty] | 0 |  | 0 |  |  |  |  | 0
[7 empty] | 0 |  | 0 |  |  |  |  | 0
[7 empty] | 0 |  | 0 |  |  |  |  | 0
[7 empty] | 0 |  | 0 |  |  |  |  | 0
[7 empty] | 0 |  | 0 |  |  |  |  | 0
[7 empty] | 0 |  | 0 |  |  |  |  | 0
[7 empty] | 0 |  | 0 |  |  |  |  | 0
[7 empty] | 0 |  | 0 |  |  |  |  | 0
[7 empty] | 0 |  | 0 |  |  |  |  | 0
[7 empty] | 0 |  | 0 |  |  |  |  | 0
[7 empty] | 0 |  | 0 |  |  |  |  | 0
[7 empty] | 0 |  | 0 |  |  |  |  | 0
[7 empty] | 0 |  | 0 |  |  |  |  | 0
[7 empty] | 0 |  | 0 |  |  |  |  | 0
[7 empty] | 0 |  | 0 |  |  |  |  | 0
[7 empty] | 0 |  | 0 |  |  |  |  | 0
[7 empty] | 0 |  | 0 |  |  |  |  | 0
[7 empty] | 0 |  | 0 |  |  |  |  | 0
[7 empty] | 0 |  | 0 |  |  |  |  | 0
[7 empty] | 0 |  | 0 |  |  |  |  | 0
[7 empty] | 0 |  | 0 |  |  |  |  | 0
[7 empty] | 0 |  | 0 |  |  |  |  | 0
[7 empty] | 0 |  | 0 |  |  |  |  | 0
[7 empty] | 0 |  | 0 |  |  |  |  | 0
[7 empty] | 0 |  | 0 |  |  |  |  | 0
[7 empty] | 0 |  | 0 |  |  |  |  | 0
[7 empty] | 0 |  | 0 |  |  |  |  | 0
[7 empty] | 0 |  | 0 |  |  |  |  | 0
[7 empty] | 0 |  | 0 |  |  |  |  | 0
[7 empty] | 0 |  | 0 |  |  |  |  | 0
[7 empty] | 0 |  | 0 |  |  |  |  | 0
[7 empty] | 0 |  | 0 |  |  |  |  | 0
[7 empty] | 0 |  | 0 |  |  |  |  | 0
[7 empty] | 0 |  | 0 |  |  |  |  | 0
[7 empty] | 0 |  | 0 |  |  |  |  | 0
[7 empty] | 0 |  | 0 |  |  |  |  | 0
[7 empty] | 0 |  | 0 |  |  |  |  | 0
[7 empty] | 0 |  | 0 |  |  |  |  | 0
[7 empty] | 0 |  | 0 |  |  |  |  | 0
[7 empty] | 0 |  | 0 |  |  |  |  | 0
[7 empty] | 0 |  | 0 |  |  |  |  | 0
[7 empty] | 0 |  | 0 |  |  |  |  | 0
[7 empty] | 0 |  | 0 |  |  |  |  | 0
[7 empty] | 0 |  | 0 |  |  |  |  | 0
[7 empty] | 0 |  | 0 |  |  |  |  | 0
[7 empty] | 0 |  | 0 |  |  |  |  | 0
[7 empty] | 0 |  | 0 |  |  |  |  | 0
[7 empty] | 0 |  | 0 |  |  |  |  | 0
[7 empty] | 0 |  | 0 |  |  |  |  | 0
[7 empty] | 0 |  | 0 |  |  |  |  | 0
[7 empty] | 0 |  | 0 |  |  |  |  | 0
[7 empty] | 0 |  | 0 |  |  |  |  | 0
[7 empty] | 0 |  | 0 |  |  |  |  | 0
[7 empty] | 0 |  | 0 |  |  |  |  | 0
[7 empty] | 0 |  | 0 |  |  |  |  | 0
[7 empty] | 0 |  | 0 |  |  |  |  | 0
[7 empty] | 0 |  | 0 |  |  |  |  | 0
[7 empty] | 0 |  | 0 |  |  |  |  | 0
[7 empty] | 0 |  | 0 |  |  |  |  | 0
[7 empty] | 0 |  | 0 |  |  |  |  | 0
[7 empty] | 0 |  | 0 |  |  |  |  | 0
[7 empty] | 0 |  | 0 |  |  |  |  | 0
[7 empty] | 0 |  | 0 |  |  |  |  | 0
[7 empty] | 0 |  | 0 |  |  |  |  | 0
[7 empty] | 0 |  | 0 |  |  |  |  | 0
[7 empty] | 0 |  | 0 |  |  |  |  | 0
[7 empty] | 0 |  | 0 |  |  |  |  | 0
[7 empty] | 0 |  | 0 |  |  |  |  | 0
[7 empty] | 0 |  | 0 |  |  |  |  | 0
[7 empty] | 0 |  | 0 |  |  |  |  | 0
[7 empty] | 0 |  | 0 |  |  |  |  | 0
[7 empty] | 0 |  | 0 |  |  |  |  | 0
[7 empty] | 0 |  | 0 |  |  |  |  | 0
[7 empty] | 0 |  | 0 |  |  |  |  | 0
[7 empty] | 0 |  | 0 |  |  |  |  | 0
[7 empty] | 0 |  | 0 |  |  |  |  | 0
[7 empty] | 0 |  | 0 |  |  |  |  | 0
[7 empty] | 0 |  | 0 |  |  |  |  | 0
[7 empty] | 0 |  | 0 |  |  |  |  | 0
[7 empty] | 0 |  | 0 |  |  |  |  | 0
[7 empty] | 0 |  | 0 |  |  |  |  | 0
[7 empty] | 0 |  | 0 |  |  |  |  | 0
[7 empty] | 0 |  | 0 |  |  |  |  | 0
[7 empty] | 0 |  | 0 |  |  |  |  | 0
[7 empty] | 0 |  | 0 |  |  |  |  | 0
[7 empty] | 0 |  | 0 |  |  |  |  | 0
[7 empty] | 0 |  | 0 |  |  |  |  | 0
[7 empty] | 0 |  | 0 |  |  |  |  | 0
[7 empty] | 0 |  | 0 |  |  |  |  | 0
[7 empty] | 0 |  | 0 |  |  |  |  | 0
[7 empty] | 0 |  | 0 |  |  |  |  | 0
[7 empty] | 0 |  | 0 |  |  |  |  | 0
[7 empty] | 0 |  | 0 |  |  |  |  | 0
[7 empty] | 0 |  | 0 |  |  |  |  | 0
[7 empty] | 0 |  | 0 |  |  |  |  | 0
[7 empty] | 0 |  | 0 |  |  |  |  | 0
[7 empty] | 0 |  | 0 |  |  |  |  | 0
[7 empty] | 0 |  | 0 |  |  |  |  | 0
[7 empty] | 0 |  | 0 |  |  |  |  | 0
[7 empty] | 0 |  | 0 |  |  |  |  | 0
[7 empty] | 0 |  | 0 |  |  |  |  | 0
[7 empty] | 0 |  | 0 |  |  |  |  | 0
[7 empty] | 0 |  | 0 |  |  |  |  | 0
[7 empty] | 0 |  | 0 |  |  |  |  | 0
[7 empty] | 0 |  | 0 |  |  |  |  | 0
[7 empty] | 0 |  | 0 |  |  |  |  | 0
[7 empty] | 0 |  | 0 |  |  |  |  | 0
[7 empty] | 0 |  | 0 |  |  |  |  | 0
[7 empty] | 0 |  | 0 |  |  |  |  | 0
[7 empty] | 0 |  | 0 |  |  |  |  | 0
[7 empty] | 0 |  | 0 |  |  |  |  | 0
[7 empty] | 0 |  | 0 |  |  |  |  | 0
[7 empty] | 0 |  | 0 |  |  |  |  | 0
[7 empty] | 0 |  | 0 |  |  |  |  | 0
[7 empty] | 0 |  | 0 |  |  |  |  | 0
[7 empty] | 0 |  | 0 |  |  |  |  | 0
[7 empty] | 0 |  | 0 |  |  |  |  | 0
[7 empty] | 0 |  | 0 |  |  |  |  | 0
[7 empty] | 0 |  | 0 |  |  |  |  | 0
[7 empty] | 0 |  | 0 |  |  |  |  | 0
[7 empty] | 0 |  | 0 |  |  |  |  | 0
[7 empty] | 0 |  | 0 |  |  |  |  | 0
[7 empty] | 0 |  | 0 |  |  |  |  | 0
[7 empty] | 0 |  | 0 |  |  |  |  | 0
[7 empty] | 0 |  | 0 |  |  |  |  | 0
[7 empty] | 0 |  | 0 |  |  |  |  | 0
[7 empty] | 0 |  | 0 |  |  |  |  | 0
[7 empty] | 0 |  | 0 |  |  |  |  | 0
[7 empty] | 0 |  | 0 |  |  |  |  | 0
[7 empty] | 0 |  | 0 |  |  |  |  | 0
[7 empty] | 0 |  | 0 |  |  |  |  | 0
[7 empty] | 0 |  | 0 |  |  |  |  | 0
[7 empty] | 0 |  | 0 |  |  |  |  | 0
[7 empty] | 0 |  | 0 |  |  |  |  | 0
[7 empty] | 0 |  | 0 |  |  |  |  | 0
[7 empty] | 0 |  | 0 |  |  |  |  | 0
[7 empty] | 0 |  | 0 |  |  |  |  | 0
[7 empty] | 0 |  | 0 |  |  |  |  | 0
[7 empty] | 0 |  | 0 |  |  |  |  | 0
[7 empty] | 0 |  | 0 |  |  |  |  | 0
[7 empty] | 0 |  | 0 |  |  |  |  | 0
[7 empty] | 0 |  | 0 |  |  |  |  | 0
[7 empty] | 0 |  | 0 |  |  |  |  | 0
[7 empty] | 0 |  | 0 |  |  |  |  | 0
[7 empty] | 0 |  | 0 |  |  |  |  | 0
[7 empty] | 0 |  | 0 |  |  |  |  | 0
[7 empty] | 0 |  | 0 |  |  |  |  | 0
[7 empty] | 0 |  | 0 |  |  |  |  | 0
[7 empty] | 0 |  | 0 |  |  |  |  | 0
[7 empty] | 0 |  | 0 |  |  |  |  | 0
[7 empty] | 0 |  | 0 |  |  |  |  | 0
[7 empty] | 0 |  | 0 |  |  |  |  | 0
[7 empty] | 0 |  | 0 |  |  |  |  | 0
[7 empty] | 0 |  | 0 |  |  |  |  | 0
[7 empty] | 0 |  | 0 |  |  |  |  | 0
[7 empty] | 0 |  | 0 |  |  |  |  | 0
[7 empty] | 0 |  | 0 |  |  |  |  | 0
[7 empty] | 0 |  | 0 |  |  |  |  | 0
[7 empty] | 0 |  | 0 |  |  |  |  | 0
[7 empty] | 0 |  | 0 |  |  |  |  | 0
[7 empty] | 0 |  | 0 |  |  |  |  | 0
[7 empty] | 0 |  | 0 |  |  |  |  | 0
[7 empty] | 0 |  | 0 |  |  |  |  | 0
[7 empty] | 0 |  | 0 |  |  |  |  | 0
[7 empty] | 0 |  | 0 |  |  |  |  | 0
[7 empty] | 0 |  | 0 |  |  |  |  | 0
[7 empty] | 0 |  | 0 |  |  |  |  | 0
[7 empty] | 0 |  | 0 |  |  |  |  | 0
[7 empty] | 0 |  | 0 |  |  |  |  | 0
[7 empty] | 0 |  | 0 |  |  |  |  | 0
[7 empty] | 0 |  | 0 |  |  |  |  | 0
[7 empty] | 0 |  | 0 |  |  |  |  | 0
[7 empty] | 0 |  | 0 |  |  |  |  | 0
[7 empty] | 0 |  | 0 |  |  |  |  | 0
[7 empty] | 0 |  | 0 |  |  |  |  | 0
[7 empty] | 0 |  | 0 |  |  |  |  | 0
[7 empty] | 0 |  | 0 |  |  |  |  | 0
[7 empty] | 0 |  | 0 |  |  |  |  | 0
[7 empty] | 0 |  | 0 |  |  |  |  | 0
[7 empty] | 0 |  | 0 |  |  |  |  | 0
[7 empty] | 0 |  | 0 |  |  |  |  | 0
[7 empty] | 0 |  | 0 |  |  |  |  | 0
[7 empty] | 0 |  | 0 |  |  |  |  | 0
[7 empty] | 0 |  | 0 |  |  |  |  | 0
[7 empty] | 0 |  | 0 |  |  |  |  | 0
[7 empty] | 0 |  | 0 |  |  |  |  | 0
[7 empty] | 0 |  | 0 |  |  |  |  | 0
[7 empty] | 0 |  | 0 |  |  |  |  | 0
[7 empty] | 0 |  | 0 |  |  |  |  | 0
[7 empty] | 0 |  | 0 |  |  |  |  | 0
[7 empty] | 0 |  | 0 |  |  |  |  | 0
[7 empty] | 0 |  | 0 |  |  |  |  | 0
[7 empty] | 0 |  | 0 |  |  |  |  | 0
[7 empty] | 0 |  | 0 |  |  |  |  | 0
[7 empty] | 0 |  | 0 |  |  |  |  | 0
[7 empty] | 0 |  | 0 |  |  |  |  | 0
[7 empty] | 0 |  | 0 |  |  |  |  | 0
[7 empty] | 0 |  | 0 |  |  |  |  | 0
[7 empty] | 0 |  | 0 |  |  |  |  | 0
[7 empty] | 0 |  | 0 |  |  |  |  | 0
[7 empty] | 0 |  | 0 |  |  |  |  | 0
[7 empty] | 0 |  | 0 |  |  |  |  | 0
[7 empty] | 0 |  | 0 |  |  |  |  | 0
[7 empty] | 0 |  | 0 |  |  |  |  | 0
[7 empty] | 0 |  | 0 |  |  |  |  | 0
[7 empty] | 0 |  | 0 |  |  |  |  | 0
[7 empty] | 0 |  | 0 |  |  |  |  | 0
[7 empty] | 0 |  | 0 |  |  |  |  | 0
[7 empty] | 0 |  | 0 |  |  |  |  | 0
[7 empty] | 0 |  | 0 |  |  |  |  | 0
[7 empty] | 0 |  | 0 |  |  |  |  | 0
[7 empty] | 0 |  | 0 |  |  |  |  | 0
[7 empty] | 0 |  | 0 |  |  |  |  | 0
[7 empty] | 0 |  | 0 |  |  |  |  | 0
[7 empty] | 0 |  | 0 |  |  |  |  | 0
[7 empty] | 0 |  | 0 |  |  |  |  | 0
[7 empty] | 0 |  | 0 |  |  |  |  | 0
[7 empty] | 0 |  | 0 |  |  |  |  | 0
[7 empty] | 0 |  | 0 |  |  |  |  | 0
[7 empty] | 0 |  | 0 |  |  |  |  | 0
[7 empty] | 0 |  | 0 |  |  |  |  | 0
[7 empty] | 0 |  | 0 |  |  |  |  | 0
[7 empty] | 0 |  | 0 |  |  |  |  | 0
[7 empty] | 0 |  | 0 |  |  |  |  | 0
[7 empty] | 0 |  | 0 |  |  |  |  | 0
[7 empty] | 0 |  | 0 |  |  |  |  | 0
[7 empty] | 0 |  | 0 |  |  |  |  | 0
[7 empty] | 0 |  | 0 |  |  |  |  | 0
[7 empty] | 0 |  | 0 |  |  |  |  | 0
[7 empty] | 0 |  | 0 |  |  |  |  | 0
[7 empty] | 0 |  | 0 |  |  |  |  | 0
[7 empty] | 0 |  | 0 |  |  |  |  | 0
[7 empty] | 0 |  | 0 |  |  |  |  | 0
[7 empty] | 0 |  | 0 |  |  |  |  | 0
[7 empty] | 0 |  | 0 |  |  |  |  | 0
[7 empty] | 0 |  | 0 |  |  |  |  | 0
[7 empty] | 0 |  | 0 |  |  |  |  | 0
[7 empty] | 0 |  | 0 |  |  |  |  | 0
[7 empty] | 0 |  | 0 |  |  |  |  | 0
[7 empty] | 0 |  | 0 |  |  |  |  | 0
[7 empty] | 0 |  | 0 |  |  |  |  | 0
[7 empty] | 0 |  | 0 |  |  |  |  | 0
[7 empty] | 0 |  | 0 |  |  |  |  | 0
[7 empty] | 0 |  | 0 |  |  |  |  | 0
[7 empty] | 0 |  | 0 |  |  |  |  | 0
[7 empty] | 0 |  | 0 |  |  |  |  | 0
[7 empty] | 0 |  | 0 |  |  |  |  | 0
[7 empty] | 0 |  | 0 |  |  |  |  | 0
[7 empty] | 0 |  | 0 |  |  |  |  | 0
[7 empty] | 0 |  | 0 |  |  |  |  | 0
[7 empty] | 0 |  | 0 |  |  |  |  | 0
[7 empty] | 0 |  | 0 |  |  |  |  | 0
[7 empty] | 0 |  | 0 |  |  |  |  | 0
[7 empty] | 0 |  | 0 |  |  |  |  | 0
[7 empty] | 0 |  | 0 |  |  |  |  | 0
[7 empty] | 0 |  | 0 |  |  |  |  | 0
[7 empty] | 0 |  | 0 |  |  |  |  | 0
[7 empty] | 0 |  | 0 |  |  |  |  | 0
[7 empty] | 0 |  | 0 |  |  |  |  | 0
[7 empty] | 0 |  | 0 |  |  |  |  | 0
[7 empty] | 0 |  | 0 |  |  |  |  | 0
[7 empty] | 0 |  | 0 |  |  |  |  | 0
[7 empty] | 0 |  | 0 |  |  |  |  | 0
[7 empty] | 0 |  | 0 |  |  |  |  | 0
[7 empty] | 0 |  | 0 |  |  |  |  | 0
[7 empty] | 0 |  | 0 |  |  |  |  | 0
[7 empty] | 0 |  | 0 |  |  |  |  | 0
[7 empty] | 0 |  | 0 |  |  |  |  | 0
[7 empty] | 0 |  | 0 |  |  |  |  | 0
[7 empty] | 0 |  | 0 |  |  |  |  | 0
[7 empty] | 0 |  | 0 |  |  |  |  | 0
[7 empty] | 0 |  | 0 |  |  |  |  | 0
[7 empty] | 0 |  | 0 |  |  |  |  | 0
[7 empty] | 0 |  | 0 |  |  |  |  | 0
[7 empty] | 0 |  | 0 |  |  |  |  | 0
[7 empty] | 0 |  | 0 |  |  |  |  | 0
[7 empty] | 0 |  | 0 |  |  |  |  | 0
[7 empty] | 0 |  | 0 |  |  |  |  | 0
[7 empty] | 0 |  | 0 |  |  |  |  | 0
[7 empty] | 0 |  | 0 |  |  |  |  | 0
[7 empty] | 0 |  | 0 |  |  |  |  | 0
[7 empty] | 0 |  | 0 |  |  |  |  | 0
[7 empty] | 0 |  | 0 |  |  |  |  | 0
[7 empty] | 0 |  | 0 |  |  |  |  | 0
[7 empty] | 0 |  | 0 |  |  |  |  | 0
[7 empty] | 0 |  | 0 |  |  |  |  | 0
[7 empty] | 0 |  | 0 |  |  |  |  | 0
[7 empty] | 0 |  | 0 |  |  |  |  | 0
[7 empty] | 0 |  | 0 |  |  |  |  | 0
[7 empty] | 0 |  | 0 |  |  |  |  | 0
[7 empty] | 0 |  | 0 |  |  |  |  | 0
[7 empty] | 0 |  | 0 |  |  |  |  | 0
[7 empty] | 0 |  | 0 |  |  |  |  | 0
[7 empty] | 0 |  | 0 |  |  |  |  | 0
[7 empty] | 0 |  | 0 |  |  |  |  | 0
[7 empty] | 0 |  | 0 |  |  |  |  | 0
[7 empty] | 0 |  | 0 |  |  |  |  | 0
[7 empty] | 0 |  | 0 |  |  |  |  | 0
[7 empty] | 0 |  | 0 |  |  |  |  | 0
[7 empty] | 0 |  | 0 |  |  |  |  | 0
[7 empty] | 0 |  | 0 |  |  |  |  | 0
[7 empty] | 0 |  | 0 |  |  |  |  | 0
[7 empty] | 0 |  | 0 |  |  |  |  | 0
[7 empty] | 0 |  | 0 |  |  |  |  | 0
[7 empty] | 0 |  | 0 |  |  |  |  | 0
[7 empty] | 0 |  | 0 |  |  |  |  | 0
[7 empty] | 0 |  | 0 |  |  |  |  | 0
[7 empty] | 0 |  | 0 |  |  |  |  | 0
[7 empty] | 0 |  | 0 |  |  |  |  | 0
[7 empty] | 0 |  | 0 |  |  |  |  | 0
[7 empty] | 0 |  | 0 |  |  |  |  | 0
[7 empty] | 0 |  | 0 |  |  |  |  | 0
[7 empty] | 0 |  | 0 |  |  |  |  | 0
[7 empty] | 0 |  | 0 |  |  |  |  | 0
[7 empty] | 0 |  | 0 |  |  |  |  | 0
[7 empty] | 0 |  | 0 |  |  |  |  | 0
[7 empty] | 0 |  | 0 |  |  |  |  | 0
[7 empty] | 0 |  | 0 |  |  |  |  | 0
[7 empty] | 0 |  | 0 |  |  |  |  | 0
[7 empty] | 0 |  | 0 |  |  |  |  | 0
[7 empty] | 0 |  | 0 |  |  |  |  | 0
[7 empty] | 0 |  | 0 |  |  |  |  | 0
[7 empty] | 0 |  | 0 |  |  |  |  | 0
[7 empty] | 0 |  | 0 |  |  |  |  | 0
[7 empty] | 0 |  | 0 |  |  |  |  | 0
[7 empty] | 0 |  | 0 |  |  |  |  | 0
[7 empty] | 0 |  | 0 |  |  |  |  | 0
[7 empty] | 0 |  | 0 |  |  |  |  | 0
[7 empty] | 0 |  | 0 |  |  |  |  | 0
[7 empty] | 0 |  | 0 |  |  |  |  | 0
[7 empty] | 0 |  | 0 |  |  |  |  | 0
[7 empty] | 0 |  | 0 |  |  |  |  | 0
[7 empty] | 0 |  | 0 |  |  |  |  | 0
[7 empty] | 0 |  | 0 |  |  |  |  | 0
[7 empty] | 0 |  | 0 |  |  |  |  | 0
[7 empty] | 0 |  | 0 |  |  |  |  | 0
[7 empty] | 0 |  | 0 |  |  |  |  | 0
[7 empty] | 0 |  | 0 |  |  |  |  | 0
[7 empty] | 0 |  | 0 |  |  |  |  | 0
[7 empty] | 0 |  | 0 |  |  |  |  | 0
[7 empty] | 0 |  | 0 |  |  |  |  | 0
[7 empty] | 0 |  | 0 |  |  |  |  | 0
[7 empty] | 0 |  | 0 |  |  |  |  | 0
[7 empty] | 0 |  | 0 |  |  |  |  | 0
[7 empty] | 0 |  | 0 |  |  |  |  | 0
[7 empty] | 0 |  | 0 |  |  |  |  | 0
[7 empty] | 0 |  | 0 |  |  |  |  | 0
[7 empty] | 0 |  | 0 |  |  |  |  | 0
[7 empty] | 0 |  | 0 |  |  |  |  | 0
[7 empty] | 0 |  | 0 |  |  |  |  | 0
[7 empty] | 0 |  | 0 |  |  |  |  | 0
[7 empty] | 0 |  | 0 |  |  |  |  | 0
[7 empty] | 0 |  | 0 |  |  |  |  | 0
[7 empty] | 0 |  | 0 |  |  |  |  | 0
[7 empty] | 0 |  | 0 |  |  |  |  | 0
[7 empty] | 0 |  | 0 |  |  |  |  | 0
[7 empty] | 0 |  | 0 |  |  |  |  | 0
[7 empty] | 0 |  | 0 |  |  |  |  | 0
[7 empty] | 0 |  | 0 |  |  |  |  | 0
[7 empty] | 0 |  | 0 |  |  |  |  | 0
[7 empty] | 0 |  | 0 |  |  |  |  | 0
[7 empty] | 0 |  | 0 |  |  |  |  | 0
[7 empty] | 0 |  | 0 |  |  |  |  | 0
[7 empty] | 0 |  | 0 |  |  |  |  | 0
[7 empty] | 0 |  | 0 |  |  |  |  | 0
[7 empty] | 0 |  | 0 |  |  |  |  | 0
[7 empty] | 0 |  | 0 |  |  |  |  | 0
[7 empty] | 0 |  | 0 |  |  |  |  | 0
[7 empty] | 0 |  | 0 |  |  |  |  | 0
[7 empty] | 0 |  | 0 |  |  |  |  | 0
[7 empty] | 0 |  | 0 |  |  |  |  | 0
[7 empty] | 0 |  | 0 |  |  |  |  | 0
[7 empty] | 0 |  | 0 |  |  |  |  | 0
[7 empty] | 0 |  | 0 |  |  |  |  | 0
[7 empty] | 0 |  | 0 |  |  |  |  | 0
[7 empty] | 0 |  | 0 |  |  |  |  | 0
[7 empty] | 0 |  | 0 |  |  |  |  | 0
[7 empty] | 0 |  | 0 |  |  |  |  | 0
[7 empty] | 0 |  | 0 |  |  |  |  | 0
[7 empty] | 0 |  | 0 |  |  |  |  | 0
[7 empty] | 0 |  | 0 |  |  |  |  | 0
[7 empty] | 0 |  | 0 |  |  |  |  | 0
[7 empty] | 0 |  | 0 |  |  |  |  | 0
[7 empty] | 0 |  | 0 |  |  |  |  | 0
[7 empty] | 0 |  | 0 |  |  |  |  | 0
[7 empty] | 0 |  | 0 |  |  |  |  | 0
[7 empty] | 0 |  | 0 |  |  |  |  | 0
[7 empty] | 0 |  | 0 |  |  |  |  | 0
[7 empty] | 0 |  | 0 |  |  |  |  | 0
[7 empty] | 0 |  | 0 |  |  |  |  | 0
[7 empty] | 0 |  | 0 |  |  |  |  | 0
[7 empty] | 0 |  | 0 |  |  |  |  | 0
[7 empty] | 0 |  | 0 |  |  |  |  | 0
[7 empty] | 0 |  | 0 |  |  |  |  | 0
[7 empty] | 0 |  | 0 |  |  |  |  | 0
[7 empty] | 0 |  | 0 |  |  |  |  | 0
[7 empty] | 0 |  | 0 |  |  |  |  | 0
[7 empty] | 0 |  | 0 |  |  |  |  | 0
[7 empty] | 0 |  | 0 |  |  |  |  | 0
[7 empty] | 0 |  | 0 |  |  |  |  | 0
E10807008001001001 | 제 1호표 크레인(타이어)10톤 | 제 1호표 크레인(타이어) | 10톤 | hr |  | 6935.2 | 0 | 53291.439 | 0 | 26197.2 | 0 |  |  | 0
E10807008001001002 | 제 2호표 크레인(타이어)15톤 | 제 2호표 크레인(타이어) | 15톤 | hr |  | 8577.8 | 0 | 53291.439 | 0 | 37684.4 | 0 |  |  | 0
E10807008001001003 | 제 3호표 크레인(타이어)20톤 | 제 3호표 크레인(타이어) | 20톤 | hr |  | 9855.3 | 0 | 53291.439 | 0 | 47811 | 0 |  |  | 0
E10807008001001004 | 제 4호표 크레인(타이어)25톤 | 제 4호표 크레인(타이어) | 25톤 | hr |  | 11132.9 | 0 | 53291.439 | 0 | 53791.7 | 0 |  |  | 0
E10807008001001005 | 제 1호표 크레인(타이어)30톤 | 제 1호표 크레인(타이어) | 30톤 | hr |  | 14053 | 0 | 53291.439 | 0 | 50537.4 | 0 |  |  | 0
E10807008001001006 | 제 2호표 크레인(타이어)35톤 | 제 2호표 크레인(타이어) | 35톤 | hr |  | 14053 | 0 | 53291.439 | 0 | 52734.1 | 0 |  |  | 0
E10807008001001007 | 제 3호표 크레인(타이어)40톤 | 제 3호표 크레인(타이어) | 40톤 | hr |  | 17521.9 | 0 | 53291.439 | 0 | 60374.2 | 0 |  |  | 0
E10807008001001008 | 제 4호표 크레인(타이어)45톤 | 제 4호표 크레인(타이어) | 45톤 | hr |  | 20614.1 | 0 | 53291.439 | 0 | 63864.4 | 0 |  |  | 0
E10807008001001009 | 제 1호표 크레인(타이어)50톤 | 제 1호표 크레인(타이어) | 50톤 | hr |  | 20614.1 | 0 | 53291.439 | 0 | 82887.3 | 0 |  |  | 0
E10807008001001010 | 제 2호표 크레인(타이어)60톤 | 제 2호표 크레인(타이어) | 60톤 | hr |  | 21850.9 | 0 | 53291.439 | 0 | 82973.1 | 0 |  |  | 0
E10807008001001011 | 제 3호표 크레인(타이어)70톤 | 제 3호표 크레인(타이어) | 70톤 | hr |  | 25355.3 | 0 | 53291.439 | 0 | 96286.2 | 0 |  |  | 0
E10807008001001012 | 제 4호표 크레인(타이어)80톤 | 제 4호표 크레인(타이어) | 80톤 | hr |  | 25355.3 | 0 | 53291.439 | 0 | 120346 | 0 |  |  | 0
E10807008001001013 | 제 5호표 크레인(타이어)100톤 | 제 5호표 크레인(타이어) | 100톤 | hr |  | 32776.4 | 0 | 53291.439 | 0 | 145561 | 0 |  |  | 0
E10807008001001014 | 제 6호표 크레인(타이어)130톤 | 제 6호표 크레인(타이어) | 130톤 | hr |  | 37881.3 | 0 | 53291.439 | 0 | 197297 | 0 |  |  | 0
E10807008001001015 | 제 7호표 크레인(타이어)160톤 | 제 7호표 크레인(타이어) | 160톤 | hr |  | 41947.7 | 0 | 53291.439 | 0 | 265569.4 | 0 |  |  | 0
E10807008001001016 | 제 8호표 크레인(타이어)200톤 | 제 8호표 크레인(타이어) | 200톤 | hr |  | 47084.1 | 0 | 53291.439 | 0 | 277260.9 | 0 |  |  | 0
E10807008001001017 | 제 9호표 크레인(타이어)220톤 | 제 9호표 크레인(타이어) | 220톤 | hr |  | 47084.1 | 0 | 53291.439 | 0 | 341475.6 | 0 |  |  | 0
E10807008001001018 | 제 10호표 크레인(타이어)250톤 | 제 10호표 크레인(타이어) | 250톤 | hr |  | 51364.5 | 0 | 53291.439 | 0 | 398388.3 | 0 |  |  | 0
E10811012001001001 | 제 1호표 굴삭기(무한궤도)0.12㎥ | 제 1호표 굴삭기(무한궤도) | 0.12㎥ | hr |  | 5083.9 | 0 | 53291.439 | 0 | 8227.4 | 0 |  |  | 0
E10811012001001002 | 제 2호표 굴삭기(무한궤도)0.2㎥ | 제 2호표 굴삭기(무한궤도) | 0.2㎥ | hr |  | 7943.6 | 0 | 53291.439 | 0 | 12301.5 | 0 |  |  | 0
E10811012001001003 | 제 3호표 굴삭기(무한궤도)0.4㎥ | 제 3호표 굴삭기(무한궤도) | 0.4㎥ | hr |  | 15858.4 | 0 | 53291.439 | 0 | 14872.9 | 0 |  |  | 0
E10811012001001004 | 제 4호표 굴삭기(무한궤도)0.6㎥ | 제 4호표 굴삭기(무한궤도) | 0.6㎥ | hr |  | 16338.9 | 0 | 53291.439 | 0 | 20354.8 | 0 |  |  | 0
E10811012001001005 | 제 5호표 굴삭기(무한궤도)0.7㎥ | 제 5호표 굴삭기(무한궤도) | 0.7㎥ | hr |  | 18581.5 | 0 | 53291.439 | 0 | 21332.2 | 0 |  |  | 0
E10811012001001006 | 제 6호표 굴삭기(무한궤도)0.8㎥ | 제 6호표 굴삭기(무한궤도) | 0.8㎥ | hr |  | 24508.4 | 0 | 53291.439 | 0 | 23064.2 | 0 |  |  | 0
E10811012001001007 | 제 7호표 굴삭기(무한궤도)1.0㎥ | 제 7호표 굴삭기(무한궤도) | 1.0㎥ | hr |  | 31236.2 | 0 | 53291.439 | 0 | 25825.2 | 0 |  |  | 0
E10811012001001008 | 제 8호표 굴삭기(무한궤도)1.2㎥ | 제 8호표 굴삭기(무한궤도) | 1.2㎥ | hr |  | 32357.5 | 0 | 53291.439 | 0 | 32888.7 | 0 |  |  | 0
E10811012001001009 | 제 9호표 굴삭기(무한궤도)2.0㎥ | 제 9호표 굴삭기(무한궤도) | 2.0㎥ | hr |  | 52541 | 0 | 53291.439 | 0 | 56475.7 | 0 |  |  | 0
E10807007001001001 | 제 1호표 고소작업차2톤 | 제 1호표 고소작업차 | 2톤 | hr |  | 4569.2 | 0 | 53291.439 | 0 | 8852.9 | 0 |  |  | 0
E10807007001001002 | 제 2호표 고소작업차3톤 | 제 2호표 고소작업차 | 3톤 | hr |  | 4884.3 | 0 | 53291.439 | 0 | 13298.3 | 0 |  |  | 0
E10807007001001003 | 제 3호표 고소작업차5톤 | 제 3호표 고소작업차 | 5톤 | hr |  | 8035.5 | 0 | 53291.439 | 0 | 31471.9 | 0 |  |  | 0
L003 |  | 특별인부 | 안전관찰자 | 인 |  |  | 0 | 219321 | 0 |  |  |  |  | 0
L069 |  | 내선전공 | 최소인건비 | 인 |  |  | 0 | 275107 | 0 |  |  |  |  | 0
L070 |  | 특고압케이블전공 |  | 인 |  |  | 0 | 421236 | 0 |  |  |  |  | 0
L071 |  | 고압케이블전공 |  | 인 |  |  | 0 | 354087 | 0 |  |  |  |  | 0
L072 |  | 저압케이블전공 |  | 인 |  |  | 0 | 290333 | 0 |  |  |  |  | 0
L073 |  | 송전전공 |  | 인 |  |  | 0 | 592622 | 0 |  |  |  |  | 0
L074 |  | 송전활선전공 |  | 인 |  |  | 0 | 618655 | 0 |  |  |  |  | 0
L075 |  | 배전전공 |  | 인 |  |  | 0 | 397884 | 0 |  |  |  |  | 0
L076 |  | 배전활선전공 |  | 인 |  |  | 0 | 528123 | 0 |  |  |  |  | 0
L077 |  | 플랜트전공 |  | 인 |  |  | 0 | 259896 | 0 |  |  |  |  | 0
L078 |  | 계장공 |  | 인 |  |  | 0 | 304711 | 0 |  |  |  |  | 0
L045 |  | 인력운반공 |  | 인 |  |  | 0 | 166401 | 0 |  |  |  |  | 0
.
.
|  |  | 합계 |  | . | 단가합계 | 897230 | 노무비합계 | 544820.4 | 기계경비합계 | 0 |  |  | 938415.8
[5 empty] | . | [5 empty] | 갑지합계 |  |  | 1591000
Note on J4: DB 코드 기준 품목/규격 입력

## 주요물량산출서 (hidden)
주요 물량 산출서
공사명: | 사택 조명 교체
품명 | 규격 | 단위 | 수량 | 산출근거 | 내역도면번호 | 비고
F-CV케이블 | 0.6/1KV 3C 4㎟ | M | 60 | 높이5+길이20+높이5=30*2=60

## 공사수립계획서
공사수립계획서
업 체 명 | 대양이엔씨 | 일 시 | 2025년 01월 일
공 사 명 | 사택 조명 교체
공사 업체 | ■ 공사기간 : 입찰시스템 계약기간에 준함
■ 인원투입계획 : 총 3명(주말 : 명)
■ 시공방법
LED조명 교체
■ 위험작업 유무 : 고소작업.전기작업
■ 안전확보 방안 :
-. 고소작업시 2인1조 작업
-. 천정작업시 안전로프 설치
-. 분전반 결선시 위험표지판 설치 및 차단기 락 설치
■ 주요 사용물질 :
대양이엔씨 | 성명 : 홍정운 | (인감/서명)
㈜ S&I Corp. | 성명 : | 서명

## 내역서업로드 (hidden)
[6 empty] | ▼낙찰율 |  | ▼낙찰율 |  | ▼낙찰율 |  | ▼낙찰율
| 공사명 : 사택 조명 교체 |  |  |  |  | % |  | % |  | 86% |  | 80%
표준 Code | 주요내역 |  | 단위 | 수량 | 재료비 |  | 노무비 |  | 기계경비 |  | 기타경비(부자재비) |  | 합계 | 비고
| 품목 | 규격 |  |  | 단가 | 금액 | 단가 | 금액 | 단가 | 금액 | 단가 | 금액 |  | 할증율(%) | 기준
M045573819460101 | LED 실내조명등기구 | HB-DL6IN15DO, LED 6인치 다운라이트, 15W | 개 | 6 |  |  |  |  | 295464.15
E00000807041850405 | LED 등기구설치 (매입 및 반매입) | 55W이하 | (등당) | 6 |  |  |  |  | 131653
M045573819390101 | LED 실내조명등기구 | HB-PE66050ES, LED 면조명, 50W | 개 | 5 |  |  |  |  | 1909218
E00000807041850105 | LED 등기구설치 (직부등) | 55W이하 | (등당) | 5 |  |  |  |  | -1044.4
M045573819330101 | LED 실내조명등기구 | HB-PE63025ES, LED 면조명, 25W | 개 | 1 |  |  |  |  | -178344
E00000807041850105 | LED 등기구설치 (직부등) | 55W이하 | (등당) | 1 |  |  |  |  | 276580
2631262.75
2917000
20750
175081
153960
142201
285813
218105
[6 empty] | 0 |  | 0 |  | 0 |  | 0
Note on B4: DB 코드 기준 품목/규격 입력

## Upload
구분 | 표준단가 | 표준품셈 | 물가정보 | 노임단가 | 수량
0
M045573819460101 |  |  | M045573819460101 |  | 6
E00000807041850405 |  | E00000807041850405 |  |  | 6
M045573819390101 |  |  | M045573819390101 |  | 5
E00000807041850105 |  | E00000807041850105 |  |  | 5
M045573819330101 |  |  | M045573819330101 |  | 1
E00000807041850105 |  | E00000807041850105 |  |  | 1
0
0
0
0
0
0
0
0
0
0
0
0
0
0
0
0
0
0
0
0
0
0
0
0
0
0
0
0
0
0
0
0
0
0
0
0
0
0
0
0
0
0
0
0
0
0
0
0
0
0
0
0
0
0
0
0
0
0
0
0
0
0
0
0
0
0
0
0
0
0
0
0
0
0
0
0
0

## 할증기준
■ atG 할증기준

## Upload(참조) (2) (hidden)
구분 | 표준단가 | 표준품셈 | 물가정보 | 노임단가 | 수량 |  |  | 예가내역서 코드 | 코드구분 | 표준단가 | 표준품셈 | 물가정보 | 노임단가 | 최종구분 | 표준단가 | 표준품셈 | 물가정보 | 노임단가 | 수량 | 표준단가 | 표준품셈 | *(공란) | ><(텍스트) | <>(수식모두)
[5 empty] | 2 | 표준단가 품목 | 노무비 | [11 empty] | 0 | 0 | 0 | 4 | 0 | 4
[5 empty] | 3 | 표준품셈+물가정보 품목 | 자재비 | #REF! | #REF! | #REF! | #REF! | #REF! | #REF! |  | #REF! | #REF! | #REF! | #REF! | #REF! | 0 | 0 | 0 | 0 | 4
[5 empty] | 4 | 표준품셈만 있을떄 | 표준단가 | M045573819460101 | M |  |  | M045573819460101 |  | M045573819460101 |  |  | M045573819460101 |  | 6 | 0 | 0 | 4 | 1 | 4
[5 empty] | 5 | 물가정보만 있을때 | 표준품셈 | E00000807041850405 | E |  | E00000807041850405 |  |  | E00000807041850405 |  | E00000807041850405 |  |  | 6 | 0 | 1 | 4 | 1 | 4
[5 empty] | 6 | 노임단가만 있을떄 |  | M045573819390101 | M |  |  | M045573819390101 |  | M045573819390101 |  |  | M045573819390101 |  | 5 | 0 | 0 | 4 | 1 | 4
[8 empty] | E00000807041850105 | E |  | E00000807041850105 |  |  | E00000807041850105 |  | E00000807041850105 |  |  | 5 | 0 | 1 | 4 | 1 | 4
[6 empty] | 표준단가 D |  | M045573819330101 | M |  |  | M045573819330101 |  | M045573819330101 |  |  | M045573819330101 |  | 1 | 0 | 0 | 4 | 1 | 4
[8 empty] | E00000807041850105 | E |  | E00000807041850105 |  |  | E00000807041850105 |  | E00000807041850105 |  |  | 1 | 0 | 1 | 4 | 1 | 4
[8 empty] | #REF! | #REF! | #REF! | #REF! | #REF! | #REF! |  | #REF! | #REF! | #REF! | #REF! | #REF! | 0 | 0 | 0 | 0 | 4
[19 empty] | 0 | 0 | 0 | 4 | 0 | 4
[19 empty] | 0 | 0 | 0 | 4 | 0 | 4
[19 empty] | 0 | 0 | 0 | 4 | 0 | 4
[19 empty] | 0 | 0 | 0 | 4 | 0 | 4
[19 empty] | 0 | 0 | 0 | 4 | 0 | 4
[19 empty] | 0 | 0 | 0 | 4 | 0 | 4
[19 empty] | 0 | 0 | 0 | 4 | 0 | 4
[19 empty] | 0 | 0 | 0 | 4 | 0 | 4
[19 empty] | 0 | 0 | 0 | 4 | 0 | 4
[19 empty] | 0 | 0 | 0 | 4 | 0 | 4
[19 empty] | 0 | 0 | 0 | 4 | 0 | 4
[19 empty] | 0 | 0 | 0 | 4 | 0 | 4
[19 empty] | 0 | 0 | 0 | 4 | 0 | 4
[19 empty] | 0 | 0 | 0 | 4 | 0 | 4
[19 empty] | 0 | 0 | 0 | 4 | 0 | 4
[19 empty] | 0 | 0 | 0 | 4 | 0 | 4
[19 empty] | 0 | 0 | 0 | 4 | 0 | 4
[19 empty] | 0 | 0 | 0 | 4 | 0 | 4
[19 empty] | 0 | 0 | 0 | 4 | 0 | 4
[19 empty] | 0 | 0 | 0 | 4 | 0 | 4
[19 empty] | 0 | 0 | 0 | 4 | 0 | 4
[19 empty] | 0 | 0 | 0 | 4 | 0 | 4
[19 empty] | 0 | 0 | 0 | 4 | 0 | 4
[19 empty] | 0 | 0 | 0 | 4 | 0 | 4
[19 empty] | 0 | 0 | 0 | 4 | 0 | 4
[19 empty] | 0 | 0 | 0 | 4 | 0 | 4
[19 empty] | 0 | 0 | 0 | 4 | 0 | 4
[19 empty] | 0 | 0 | 0 | 4 | 0 | 4
[19 empty] | 0 | 0 | 0 | 4 | 0 | 4
[19 empty] | 0 | 0 | 0 | 4 | 0 | 4
[19 empty] | 0 | 0 | 0 | 4 | 0 | 4
[19 empty] | 0 | 0 | 0 | 4 | 0 | 4
[19 empty] | 0 | 0 | 0 | 4 | 0 | 4
[19 empty] | 0 | 0 | 0 | 4 | 0 | 4
[19 empty] | 0 | 0 | 0 | 4 | 0 | 4
[19 empty] | 0 | 0 | 0 | 4 | 0 | 4
[19 empty] | 0 | 0 | 0 | 4 | 0 | 4
[19 empty] | 0 | 0 | 0 | 4 | 0 | 4
[19 empty] | 0 | 0 | 0 | 4 | 0 | 4
[19 empty] | 0 | 0 | 0 | 4 | 0 | 4
[19 empty] | 0 | 0 | 0 | 4 | 0 | 4
[19 empty] | 0 | 0 | 0 | 4 | 0 | 4
[19 empty] | 0 | 0 | 0 | 4 | 0 | 4
[19 empty] | 0 | 0 | 0 | 4 | 0 | 4
[19 empty] | 0 | 0 | 0 | 4 | 0 | 4
[19 empty] | 0 | 0 | 0 | 4 | 0 | 4
[19 empty] | 0 | 0 | 0 | 4 | 0 | 4
[19 empty] | 0 | 0 | 0 | 4 | 0 | 4
[19 empty] | 0 | 0 | 0 | 4 | 0 | 4
[19 empty] | 0 | 0 | 0 | 4 | 0 | 4
[19 empty] | 0 | 0 | 0 | 4 | 0 | 4
[19 empty] | 0 | 0 | 0 | 4 | 0 | 4
[19 empty] | 0 | 0 | 0 | 4 | 0 | 4
[19 empty] | 0 | 0 | 0 | 4 | 0 | 4
[19 empty] | 0 | 0 | 0 | 4 | 0 | 4
[19 empty] | 0 | 0 | 0 | 4 | 0 | 4
[19 empty] | 0 | 0 | 0 | 4 | 0 | 4
[19 empty] | 0 | 0 | 0 | 4 | 0 | 4
[19 empty] | 0 | 0 | 0 | 4 | 0 | 4
[19 empty] | 0 | 0 | 0 | 4 | 0 | 4
[19 empty] | 0 | 0 | 0 | 4 | 0 | 4
[19 empty] | 0 | 0 | 0 | 4 | 0 | 4
[19 empty] | 0 | 0 | 0 | 4 | 0 | 4
[19 empty] | 0 | 0 | 0 | 4 | 0 | 4
[19 empty] | 0 | 0 | 0 | 4 | 0 | 4
[19 empty] | 0 | 0 | 0 | 4 | 0 | 4
[19 empty] | 0 | 0 | 0 | 4 | 0 | 4
[19 empty] | 0 | 0 | 0 | 4 | 0 | 4
[19 empty] | 0 | 0 | 0 | 4 | 0 | 4
[19 empty] | 0 | 0 | 0 | 4 | 0 | 4
[19 empty] | 0 | 0 | 0 | 4 | 0 | 4
[19 empty] | 0 | 0 | 0 | 4 | 0 | 4
[19 empty] | 0 | 0 | 0 | 4 | 0 | 4
[19 empty] | 0 | 0 | 0 | 4 | 0 | 4
[19 empty] | 0 | 0 | 0 | 4 | 0 | 4
[19 empty] | 0 | 0 | 0 | 4 | 0 | 4
[19 empty] | 0 | 0 | 0 | 4 | 0 | 4
[19 empty] | 0 | 0 | 0 | 4 | 0 | 4
[19 empty] | 0 | 0 | 0 | 4 | 0 | 4
[19 empty] | 0 | 0 | 0 | 4 | 0 | 4
[19 empty] | 0 | 0 | 0 | 4 | 0 | 4
[19 empty] | 0 | 0 | 0 | 4 | 0 | 4
[19 empty] | 0 | 0 | 0 | 4 | 0 | 4
[19 empty] | 0 | 0 | 0 | 4 | 0 | 4
[19 empty] | 0 | 0 | 0 | 4 | 0 | 4
[19 empty] | 0 | 0 | 0 | 4 | 0 | 4
[19 empty] | 0 | 0 | 0 | 4 | 0 | 4
[19 empty] | 0 | 0 | 0 | 4 | 0 | 4
[19 empty] | 0 | 0 | 0 | 4 | 0 | 4
[19 empty] | 0 | 0 | 0 | 4 | 0 | 4
[19 empty] | 0 | 0 | 0 | 4 | 0 | 4
[19 empty] | 0 | 0 | 0 | 4 | 0 | 4
[19 empty] | 0 | 0 | 0 | 4 | 0 | 4
[19 empty] | 0 | 0 | 0 | 4 | 0 | 4
[19 empty] | 0 | 0 | 0 | 4 | 0 | 4
[19 empty] | 0 | 0 | 0 | 4 | 0 | 4
[19 empty] | 0 | 0 | 0 | 4 | 0 | 4
[19 empty] | 0 | 0 | 0 | 4 | 0 | 4
[19 empty] | 0 | 0 | 0 | 4 | 0 | 4
[19 empty] | 0 | 0 | 0 | 4 | 0 | 4
[19 empty] | 0 | 0 | 0 | 4 | 0 | 4
[19 empty] | 0 | 0 | 0 | 4 | 0 | 4
[19 empty] | 0 | 0 | 0 | 4 | 0 | 4
[19 empty] | 0 | 0 | 0 | 4 | 0 | 4
[19 empty] | 0 | 0 | 0 | 4 | 0 | 4
[19 empty] | 0 | 0 | 0 | 4 | 0 | 4
Note on I1: ★ 수식 오류시 드레그 후 순번 재정렬

## Upload(참조) (hidden)
구분 | 표준단가 | 표준품셈 | 물가정보 | 노임단가 | 수량 |  |  | 예가내역서 코드 | 코드구분 | 표준단가 | 표준품셈 | 물가정보 | 노임단가 | 최종구분 | 표준단가 | 표준품셈 | 물가정보 | 노임단가 | 수량 | 표준단가 | 표준품셈 | *(공란) | ><(텍스트) | <>(수식모두)
[5 empty] | 2 | 표준단가 품목 | 노무비 | #REF! | #REF! | #REF! | #REF! | #REF! | #REF! |  | #REF! | #REF! | #REF! | #REF! | #REF! | 0 | 0 | 0 | 0 | 4
[5 empty] | 3 | 표준품셈+물가정보 품목 | 자재비 | #REF! | #REF! | #REF! | #REF! | #REF! | #REF! |  | #REF! | #REF! | #REF! | #REF! | #REF! | 0 | 0 | 0 | 0 | 4
[5 empty] | 4 | 표준품셈만 있을떄 | 표준단가 | #REF! | #REF! | #REF! | #REF! | #REF! | #REF! |  | #REF! | #REF! | #REF! | #REF! | #REF! | 0 | 0 | 0 | 0 | 4
[5 empty] | 5 | 물가정보만 있을때 | 표준품셈 | #REF! | #REF! | #REF! | #REF! | #REF! | #REF! |  | #REF! | #REF! | #REF! | #REF! | #REF! | 0 | 0 | 0 | 0 | 4
[5 empty] | 6 | 노임단가만 있을떄 |  | #REF! | #REF! | #REF! | #REF! | #REF! | #REF! |  | #REF! | #REF! | #REF! | #REF! | #REF! | 0 | 0 | 0 | 0 | 4
[8 empty] | #REF! | #REF! | #REF! | #REF! | #REF! | #REF! |  | #REF! | #REF! | #REF! | #REF! | #REF! | 0 | 0 | 0 | 0 | 4
[6 empty] | 표준단가 D |  | #REF! | #REF! | #REF! | #REF! | #REF! | #REF! |  | #REF! | #REF! | #REF! | #REF! | #REF! | 0 | 0 | 0 | 0 | 4
[8 empty] | #REF! | #REF! | #REF! | #REF! | #REF! | #REF! |  | #REF! | #REF! | #REF! | #REF! | #REF! | 0 | 0 | 0 | 0 | 4
[8 empty] | #REF! | #REF! | #REF! | #REF! | #REF! | #REF! |  | #REF! | #REF! | #REF! | #REF! | #REF! | 0 | 0 | 0 | 0 | 4
[8 empty] | #REF! | #REF! | #REF! | #REF! | #REF! | #REF! |  | #REF! | #REF! | #REF! | #REF! | #REF! | 0 | 0 | 0 | 0 | 4
[8 empty] | #REF! | #REF! | #REF! | #REF! | #REF! | #REF! |  | #REF! | #REF! | #REF! | #REF! | #REF! | 0 | 0 | 0 | 0 | 4
[8 empty] | #REF! | #REF! | #REF! | #REF! | #REF! | #REF! |  | #REF! | #REF! | #REF! | #REF! | #REF! | 0 | 0 | 0 | 0 | 4
[8 empty] | #REF! | #REF! | #REF! | #REF! | #REF! | #REF! |  | #REF! | #REF! | #REF! | #REF! | #REF! | 0 | 0 | 0 | 0 | 4
[8 empty] | #REF! | #REF! | #REF! | #REF! | #REF! | #REF! |  | #REF! | #REF! | #REF! | #REF! | #REF! | 0 | 0 | 0 | 0 | 4
[8 empty] | #REF! | #REF! | #REF! | #REF! | #REF! | #REF! |  | #REF! | #REF! | #REF! | #REF! | #REF! | 0 | 0 | 0 | 0 | 4
[8 empty] | #REF! | #REF! | #REF! | #REF! | #REF! | #REF! |  | #REF! | #REF! | #REF! | #REF! | #REF! | 0 | 0 | 0 | 0 | 4
[8 empty] | #REF! | #REF! | #REF! | #REF! | #REF! | #REF! |  | #REF! | #REF! | #REF! | #REF! | #REF! | 0 | 0 | 0 | 0 | 4
[8 empty] | #REF! | #REF! | #REF! | #REF! | #REF! | #REF! |  | #REF! | #REF! | #REF! | #REF! | #REF! | 0 | 0 | 0 | 0 | 4
[8 empty] | #REF! | #REF! | #REF! | #REF! | #REF! | #REF! |  | #REF! | #REF! | #REF! | #REF! | #REF! | 0 | 0 | 0 | 0 | 4
[8 empty] | #REF! | #REF! | #REF! | #REF! | #REF! | #REF! |  | #REF! | #REF! | #REF! | #REF! | #REF! | 0 | 0 | 0 | 0 | 4
[8 empty] | #REF! | #REF! | #REF! | #REF! | #REF! | #REF! |  | #REF! | #REF! | #REF! | #REF! | #REF! | 0 | 0 | 0 | 0 | 4
[8 empty] | #REF! | #REF! | #REF! | #REF! | #REF! | #REF! |  | #REF! | #REF! | #REF! | #REF! | #REF! | 0 | 0 | 0 | 0 | 4
[8 empty] | #REF! | #REF! | #REF! | #REF! | #REF! | #REF! |  | #REF! | #REF! | #REF! | #REF! | #REF! | 0 | 0 | 0 | 0 | 4
[8 empty] | #REF! | #REF! | #REF! | #REF! | #REF! | #REF! |  | #REF! | #REF! | #REF! | #REF! | #REF! | 0 | 0 | 0 | 0 | 4
[8 empty] | #REF! | #REF! | #REF! | #REF! | #REF! | #REF! |  | #REF! | #REF! | #REF! | #REF! | #REF! | 0 | 0 | 0 | 0 | 4
[8 empty] | #REF! | #REF! | #REF! | #REF! | #REF! | #REF! |  | #REF! | #REF! | #REF! | #REF! | #REF! | 0 | 0 | 0 | 0 | 4
[8 empty] | #REF! | #REF! | #REF! | #REF! | #REF! | #REF! |  | #REF! | #REF! | #REF! | #REF! | #REF! | 0 | 0 | 0 | 0 | 4
[8 empty] | #REF! | #REF! | #REF! | #REF! | #REF! | #REF! |  | #REF! | #REF! | #REF! | #REF! | #REF! | 0 | 0 | 0 | 0 | 4
[8 empty] | #REF! | #REF! | #REF! | #REF! | #REF! | #REF! |  | #REF! | #REF! | #REF! | #REF! | #REF! | 0 | 0 | 0 | 0 | 4
[8 empty] | #REF! | #REF! | #REF! | #REF! | #REF! | #REF! |  | #REF! | #REF! | #REF! | #REF! | #REF! | 0 | 0 | 0 | 0 | 4
[8 empty] | #REF! | #REF! | #REF! | #REF! | #REF! | #REF! |  | #REF! | #REF! | #REF! | #REF! | #REF! | 0 | 0 | 0 | 0 | 4
[8 empty] | #REF! | #REF! | #REF! | #REF! | #REF! | #REF! |  | #REF! | #REF! | #REF! | #REF! | #REF! | 0 | 0 | 0 | 0 | 4
[8 empty] | #REF! | #REF! | #REF! | #REF! | #REF! | #REF! |  | #REF! | #REF! | #REF! | #REF! | #REF! | 0 | 0 | 0 | 0 | 4
[8 empty] | #REF! | #REF! | #REF! | #REF! | #REF! | #REF! |  | #REF! | #REF! | #REF! | #REF! | #REF! | 0 | 0 | 0 | 0 | 4
[8 empty] | #REF! | #REF! | #REF! | #REF! | #REF! | #REF! |  | #REF! | #REF! | #REF! | #REF! | #REF! | 0 | 0 | 0 | 0 | 4
[8 empty] | #REF! | #REF! | #REF! | #REF! | #REF! | #REF! |  | #REF! | #REF! | #REF! | #REF! | #REF! | 0 | 0 | 0 | 0 | 4
[8 empty] | #REF! | #REF! | #REF! | #REF! | #REF! | #REF! |  | #REF! | #REF! | #REF! | #REF! | #REF! | 0 | 0 | 0 | 0 | 4
[8 empty] | #REF! | #REF! | #REF! | #REF! | #REF! | #REF! |  | #REF! | #REF! | #REF! | #REF! | #REF! | 0 | 0 | 0 | 0 | 4
[8 empty] | #REF! | #REF! | #REF! | #REF! | #REF! | #REF! |  | #REF! | #REF! | #REF! | #REF! | #REF! | 0 | 0 | 0 | 0 | 4
[8 empty] | #REF! | #REF! | #REF! | #REF! | #REF! | #REF! |  | #REF! | #REF! | #REF! | #REF! | #REF! | 0 | 0 | 0 | 0 | 4
[8 empty] | #REF! | #REF! | #REF! | #REF! | #REF! | #REF! |  | #REF! | #REF! | #REF! | #REF! | #REF! | 0 | 0 | 0 | 0 | 4
[8 empty] | #REF! | #REF! | #REF! | #REF! | #REF! | #REF! |  | #REF! | #REF! | #REF! | #REF! | #REF! | 0 | 0 | 0 | 0 | 4
[8 empty] | #REF! | #REF! | #REF! | #REF! | #REF! | #REF! |  | #REF! | #REF! | #REF! | #REF! | #REF! | 0 | 0 | 0 | 0 | 4
[8 empty] | #REF! | #REF! | #REF! | #REF! | #REF! | #REF! |  | #REF! | #REF! | #REF! | #REF! | #REF! | 0 | 0 | 0 | 0 | 4
[8 empty] | #REF! | #REF! | #REF! | #REF! | #REF! | #REF! |  | #REF! | #REF! | #REF! | #REF! | #REF! | 0 | 0 | 0 | 0 | 4
[8 empty] | #REF! | #REF! | #REF! | #REF! | #REF! | #REF! |  | #REF! | #REF! | #REF! | #REF! | #REF! | 0 | 0 | 0 | 0 | 4
[8 empty] | #REF! | #REF! | #REF! | #REF! | #REF! | #REF! |  | #REF! | #REF! | #REF! | #REF! | #REF! | 0 | 0 | 0 | 0 | 4
[8 empty] | #REF! | #REF! | #REF! | #REF! | #REF! | #REF! |  | #REF! | #REF! | #REF! | #REF! | #REF! | 0 | 0 | 0 | 0 | 4
[8 empty] | #REF! | #REF! | #REF! | #REF! | #REF! | #REF! |  | #REF! | #REF! | #REF! | #REF! | #REF! | 0 | 0 | 0 | 0 | 4
[8 empty] | #REF! | #REF! | #REF! | #REF! | #REF! | #REF! |  | #REF! | #REF! | #REF! | #REF! | #REF! | 0 | 0 | 0 | 0 | 4
[8 empty] | #REF! | #REF! | #REF! | #REF! | #REF! | #REF! |  | #REF! | #REF! | #REF! | #REF! | #REF! | 0 | 0 | 0 | 0 | 4
[8 empty] | #REF! | #REF! | #REF! | #REF! | #REF! | #REF! |  | #REF! | #REF! | #REF! | #REF! | #REF! | 0 | 0 | 0 | 0 | 4
[8 empty] | #REF! | #REF! | #REF! | #REF! | #REF! | #REF! |  | #REF! | #REF! | #REF! | #REF! | #REF! | 0 | 0 | 0 | 0 | 4
[8 empty] | #REF! | #REF! | #REF! | #REF! | #REF! | #REF! |  | #REF! | #REF! | #REF! | #REF! | #REF! | 0 | 0 | 0 | 0 | 4
[8 empty] | #REF! | #REF! | #REF! | #REF! | #REF! | #REF! |  | #REF! | #REF! | #REF! | #REF! | #REF! | 0 | 0 | 0 | 0 | 4
[8 empty] | #REF! | #REF! | #REF! | #REF! | #REF! | #REF! |  | #REF! | #REF! | #REF! | #REF! | #REF! | 0 | 0 | 0 | 0 | 4
[8 empty] | #REF! | #REF! | #REF! | #REF! | #REF! | #REF! |  | #REF! | #REF! | #REF! | #REF! | #REF! | 0 | 0 | 0 | 0 | 4
[8 empty] | #REF! | #REF! | #REF! | #REF! | #REF! | #REF! |  | #REF! | #REF! | #REF! | #REF! | #REF! | 0 | 0 | 0 | 0 | 4
[8 empty] | #REF! | #REF! | #REF! | #REF! | #REF! | #REF! |  | #REF! | #REF! | #REF! | #REF! | #REF! | 0 | 0 | 0 | 0 | 4
[8 empty] | #REF! | #REF! | #REF! | #REF! | #REF! | #REF! |  | #REF! | #REF! | #REF! | #REF! | #REF! | 0 | 0 | 0 | 0 | 4
[8 empty] | #REF! | #REF! | #REF! | #REF! | #REF! | #REF! |  | #REF! | #REF! | #REF! | #REF! | #REF! | 0 | 0 | 0 | 0 | 4
[8 empty] | #REF! | #REF! | #REF! | #REF! | #REF! | #REF! |  | #REF! | #REF! | #REF! | #REF! | #REF! | 0 | 0 | 0 | 0 | 4
[8 empty] | #REF! | #REF! | #REF! | #REF! | #REF! | #REF! |  | #REF! | #REF! | #REF! | #REF! | #REF! | 0 | 0 | 0 | 0 | 4
[8 empty] | #REF! | #REF! | #REF! | #REF! | #REF! | #REF! |  | #REF! | #REF! | #REF! | #REF! | #REF! | 0 | 0 | 0 | 0 | 4
[8 empty] | #REF! | #REF! | #REF! | #REF! | #REF! | #REF! |  | #REF! | #REF! | #REF! | #REF! | #REF! | 0 | 0 | 0 | 0 | 4
[8 empty] | #REF! | #REF! | #REF! | #REF! | #REF! | #REF! |  | #REF! | #REF! | #REF! | #REF! | #REF! | 0 | 0 | 0 | 0 | 4
[8 empty] | #REF! | #REF! | #REF! | #REF! | #REF! | #REF! |  | #REF! | #REF! | #REF! | #REF! | #REF! | 0 | 0 | 0 | 0 | 4
[8 empty] | #REF! | #REF! | #REF! | #REF! | #REF! | #REF! |  | #REF! | #REF! | #REF! | #REF! | #REF! | 0 | 0 | 0 | 0 | 4
[8 empty] | #REF! | #REF! | #REF! | #REF! | #REF! | #REF! |  | #REF! | #REF! | #REF! | #REF! | #REF! | 0 | 0 | 0 | 0 | 4
[8 empty] | #REF! | #REF! | #REF! | #REF! | #REF! | #REF! |  | #REF! | #REF! | #REF! | #REF! | #REF! | 0 | 0 | 0 | 0 | 4
[8 empty] | #REF! | #REF! | #REF! | #REF! | #REF! | #REF! |  | #REF! | #REF! | #REF! | #REF! | #REF! | 0 | 0 | 0 | 0 | 4
[8 empty] | #REF! | #REF! | #REF! | #REF! | #REF! | #REF! |  | #REF! | #REF! | #REF! | #REF! | #REF! | 0 | 0 | 0 | 0 | 4
[8 empty] | #REF! | #REF! | #REF! | #REF! | #REF! | #REF! |  | #REF! | #REF! | #REF! | #REF! | #REF! | 0 | 0 | 0 | 0 | 4
[8 empty] | #REF! | #REF! | #REF! | #REF! | #REF! | #REF! |  | #REF! | #REF! | #REF! | #REF! | #REF! | 0 | 0 | 0 | 0 | 4
[8 empty] | #REF! | #REF! | #REF! | #REF! | #REF! | #REF! |  | #REF! | #REF! | #REF! | #REF! | #REF! | 0 | 0 | 0 | 0 | 4
[8 empty] | #REF! | #REF! | #REF! | #REF! | #REF! | #REF! |  | #REF! | #REF! | #REF! | #REF! | #REF! | 0 | 0 | 0 | 0 | 4
[8 empty] | #REF! | #REF! | #REF! | #REF! | #REF! | #REF! |  | #REF! | #REF! | #REF! | #REF! | #REF! | 0 | 0 | 0 | 0 | 4
[8 empty] | #REF! | #REF! | #REF! | #REF! | #REF! | #REF! |  | #REF! | #REF! | #REF! | #REF! | #REF! | 0 | 0 | 0 | 0 | 4
[8 empty] | #REF! | #REF! | #REF! | #REF! | #REF! | #REF! |  | #REF! | #REF! | #REF! | #REF! | #REF! | 0 | 0 | 0 | 0 | 4
[8 empty] | #REF! | #REF! | #REF! | #REF! | #REF! | #REF! |  | #REF! | #REF! | #REF! | #REF! | #REF! | 0 | 0 | 0 | 0 | 4
[8 empty] | #REF! | #REF! | #REF! | #REF! | #REF! | #REF! |  | #REF! | #REF! | #REF! | #REF! | #REF! | 0 | 0 | 0 | 0 | 4
[8 empty] | #REF! | #REF! | #REF! | #REF! | #REF! | #REF! |  | #REF! | #REF! | #REF! | #REF! | #REF! | 0 | 0 | 0 | 0 | 4
[8 empty] | #REF! | #REF! | #REF! | #REF! | #REF! | #REF! |  | #REF! | #REF! | #REF! | #REF! | #REF! | 0 | 0 | 0 | 0 | 4
[8 empty] | #REF! | #REF! | #REF! | #REF! | #REF! | #REF! |  | #REF! | #REF! | #REF! | #REF! | #REF! | 0 | 0 | 0 | 0 | 4
[8 empty] | #REF! | #REF! | #REF! | #REF! | #REF! | #REF! |  | #REF! | #REF! | #REF! | #REF! | #REF! | 0 | 0 | 0 | 0 | 4
[8 empty] | #REF! | #REF! | #REF! | #REF! | #REF! | #REF! |  | #REF! | #REF! | #REF! | #REF! | #REF! | 0 | 0 | 0 | 0 | 4
[8 empty] | #REF! | #REF! | #REF! | #REF! | #REF! | #REF! |  | #REF! | #REF! | #REF! | #REF! | #REF! | 0 | 0 | 0 | 0 | 4
[8 empty] | #REF! | #REF! | #REF! | #REF! | #REF! | #REF! |  | #REF! | #REF! | #REF! | #REF! | #REF! | 0 | 0 | 0 | 0 | 4
[8 empty] | #REF! | #REF! | #REF! | #REF! | #REF! | #REF! |  | #REF! | #REF! | #REF! | #REF! | #REF! | 0 | 0 | 0 | 0 | 4
[8 empty] | #REF! | #REF! | #REF! | #REF! | #REF! | #REF! |  | #REF! | #REF! | #REF! | #REF! | #REF! | 0 | 0 | 0 | 0 | 4
[8 empty] | #REF! | #REF! | #REF! | #REF! | #REF! | #REF! |  | #REF! | #REF! | #REF! | #REF! | #REF! | 0 | 0 | 0 | 0 | 4
[8 empty] | #REF! | #REF! | #REF! | #REF! | #REF! | #REF! |  | #REF! | #REF! | #REF! | #REF! | #REF! | 0 | 0 | 0 | 0 | 4
[8 empty] | #REF! | #REF! | #REF! | #REF! | #REF! | #REF! |  | #REF! | #REF! | #REF! | #REF! | #REF! | 0 | 0 | 0 | 0 | 4
[8 empty] | #REF! | #REF! | #REF! | #REF! | #REF! | #REF! |  | #REF! | #REF! | #REF! | #REF! | #REF! | 0 | 0 | 0 | 0 | 4
[8 empty] | #REF! | #REF! | #REF! | #REF! | #REF! | #REF! |  | #REF! | #REF! | #REF! | #REF! | #REF! | 0 | 0 | 0 | 0 | 4
[8 empty] | #REF! | #REF! | #REF! | #REF! | #REF! | #REF! |  | #REF! | #REF! | #REF! | #REF! | #REF! | 0 | 0 | 0 | 0 | 4
[8 empty] | #REF! | #REF! | #REF! | #REF! | #REF! | #REF! |  | #REF! | #REF! | #REF! | #REF! | #REF! | 0 | 0 | 0 | 0 | 4
[8 empty] | #REF! | #REF! | #REF! | #REF! | #REF! | #REF! |  | #REF! | #REF! | #REF! | #REF! | #REF! | 0 | 0 | 0 | 0 | 4
[8 empty] | #REF! | #REF! | #REF! | #REF! | #REF! | #REF! |  | #REF! | #REF! | #REF! | #REF! | #REF! | 0 | 0 | 0 | 0 | 4
[8 empty] | #REF! | #REF! | #REF! | #REF! | #REF! | #REF! |  | #REF! | #REF! | #REF! | #REF! | #REF! | 0 | 0 | 0 | 0 | 4
[8 empty] | #REF! | #REF! | #REF! | #REF! | #REF! | #REF! |  | #REF! | #REF! | #REF! | #REF! | #REF! | 0 | 0 | 0 | 0 | 4
[8 empty] | #REF! | #REF! | #REF! | #REF! | #REF! | #REF! |  | #REF! | #REF! | #REF! | #REF! | #REF! | 0 | 0 | 0 | 0 | 4
[8 empty] | #REF! | #REF! | #REF! | #REF! | #REF! | #REF! |  | #REF! | #REF! | #REF! | #REF! | #REF! | 0 | 0 | 0 | 0 | 4
[8 empty] | #REF! | #REF! | #REF! | #REF! | #REF! | #REF! |  | #REF! | #REF! | #REF! | #REF! | #REF! | 0 | 0 | 0 | 0 | 4
[8 empty] | #REF! | #REF! | #REF! | #REF! | #REF! | #REF! |  | #REF! | #REF! | #REF! | #REF! | #REF! | 0 | 0 | 0 | 0 | 4
[8 empty] | #REF! | #REF! | #REF! | #REF! | #REF! | #REF! |  | #REF! | #REF! | #REF! | #REF! | #REF! | 0 | 0 | 0 | 0 | 4
[8 empty] | #REF! | #REF! | #REF! | #REF! | #REF! | #REF! |  | #REF! | #REF! | #REF! | #REF! | #REF! | 0 | 0 | 0 | 0 | 4
[8 empty] | #REF! | #REF! | #REF! | #REF! | #REF! | #REF! |  | #REF! | #REF! | #REF! | #REF! | #REF! | 0 | 0 | 0 | 0 | 4
[8 empty] | #REF! | #REF! | #REF! | #REF! | #REF! | #REF! |  | #REF! | #REF! | #REF! | #REF! | #REF! | 0 | 0 | 0 | 0 | 4
[8 empty] | #REF! | #REF! | #REF! | #REF! | #REF! | #REF! |  | #REF! | #REF! | #REF! | #REF! | #REF! | 0 | 0 | 0 | 0 | 4
[8 empty] | #REF! | #REF! | #REF! | #REF! | #REF! | #REF! |  | #REF! | #REF! | #REF! | #REF! | #REF! | 0 | 0 | 0 | 0 | 4
[8 empty] | #REF! | #REF! | #REF! | #REF! | #REF! | #REF! |  | #REF! | #REF! | #REF! | #REF! | #REF! | 0 | 0 | 0 | 0 | 4
[8 empty] | #REF! | #REF! | #REF! | #REF! | #REF! | #REF! |  | #REF! | #REF! | #REF! | #REF! | #REF! | 0 | 0 | 0 | 0 | 4
[8 empty] | #REF! | #REF! | #REF! | #REF! | #REF! | #REF! |  | #REF! | #REF! | #REF! | #REF! | #REF! | 0 | 0 | 0 | 0 | 4
[8 empty] | #REF! | #REF! | #REF! | #REF! | #REF! | #REF! |  | #REF! | #REF! | #REF! | #REF! | #REF! | 0 | 0 | 0 | 0 | 4
[8 empty] | #REF! | #REF! | #REF! | #REF! | #REF! | #REF! |  | #REF! | #REF! | #REF! | #REF! | #REF! | 0 | 0 | 0 | 0 | 4
[8 empty] | #REF! | #REF! | #REF! | #REF! | #REF! | #REF! |  | #REF! | #REF! | #REF! | #REF! | #REF! | 0 | 0 | 0 | 0 | 4
[8 empty] | #REF! | #REF! | #REF! | #REF! | #REF! | #REF! |  | #REF! | #REF! | #REF! | #REF! | #REF! | 0 | 0 | 0 | 0 | 4
[8 empty] | #REF! | #REF! | #REF! | #REF! | #REF! | #REF! |  | #REF! | #REF! | #REF! | #REF! | #REF! | 0 | 0 | 0 | 0 | 4
[8 empty] | #REF! | #REF! | #REF! | #REF! | #REF! | #REF! |  | #REF! | #REF! | #REF! | #REF! | #REF! | 0 | 0 | 0 | 0 | 4
[8 empty] | #REF! | #REF! | #REF! | #REF! | #REF! | #REF! |  | #REF! | #REF! | #REF! | #REF! | #REF! | 0 | 0 | 0 | 0 | 4
[8 empty] | #REF! | #REF! | #REF! | #REF! | #REF! | #REF! |  | #REF! | #REF! | #REF! | #REF! | #REF! | 0 | 0 | 0 | 0 | 4
[8 empty] | #REF! | #REF! | #REF! | #REF! | #REF! | #REF! |  | #REF! | #REF! | #REF! | #REF! | #REF! | 0 | 0 | 0 | 0 | 4
[8 empty] | #REF! | #REF! | #REF! | #REF! | #REF! | #REF! |  | #REF! | #REF! | #REF! | #REF! | #REF! | 0 | 0 | 0 | 0 | 4
[8 empty] | #REF! | #REF! | #REF! | #REF! | #REF! | #REF! |  | #REF! | #REF! | #REF! | #REF! | #REF! | 0 | 0 | 0 | 0 | 4
[8 empty] | #REF! | #REF! | #REF! | #REF! | #REF! | #REF! |  | #REF! | #REF! | #REF! | #REF! | #REF! | 0 | 0 | 0 | 0 | 4
[8 empty] | #REF! | #REF! | #REF! | #REF! | #REF! | #REF! |  | #REF! | #REF! | #REF! | #REF! | #REF! | 0 | 0 | 0 | 0 | 4
[8 empty] | #REF! | #REF! | #REF! | #REF! | #REF! | #REF! |  | #REF! | #REF! | #REF! | #REF! | #REF! | 0 | 0 | 0 | 0 | 4
[8 empty] | #REF! | #REF! | #REF! | #REF! | #REF! | #REF! |  | #REF! | #REF! | #REF! | #REF! | #REF! | 0 | 0 | 0 | 0 | 4
[8 empty] | #REF! | #REF! | #REF! | #REF! | #REF! | #REF! |  | #REF! | #REF! | #REF! | #REF! | #REF! | 0 | 0 | 0 | 0 | 4
[8 empty] | #REF! | #REF! | #REF! | #REF! | #REF! | #REF! |  | #REF! | #REF! | #REF! | #REF! | #REF! | 0 | 0 | 0 | 0 | 4
[8 empty] | #REF! | #REF! | #REF! | #REF! | #REF! | #REF! |  | #REF! | #REF! | #REF! | #REF! | #REF! | 0 | 0 | 0 | 0 | 4
[8 empty] | #REF! | #REF! | #REF! | #REF! | #REF! | #REF! |  | #REF! | #REF! | #REF! | #REF! | #REF! | 0 | 0 | 0 | 0 | 4
[8 empty] | #REF! | #REF! | #REF! | #REF! | #REF! | #REF! |  | #REF! | #REF! | #REF! | #REF! | #REF! | 0 | 0 | 0 | 0 | 4
[8 empty] | #REF! | #REF! | #REF! | #REF! | #REF! | #REF! |  | #REF! | #REF! | #REF! | #REF! | #REF! | 0 | 0 | 0 | 0 | 4
[8 empty] | #REF! | #REF! | #REF! | #REF! | #REF! | #REF! |  | #REF! | #REF! | #REF! | #REF! | #REF! | 0 | 0 | 0 | 0 | 4
[8 empty] | #REF! | #REF! | #REF! | #REF! | #REF! | #REF! |  | #REF! | #REF! | #REF! | #REF! | #REF! | 0 | 0 | 0 | 0 | 4
[8 empty] | #REF! | #REF! | #REF! | #REF! | #REF! | #REF! |  | #REF! | #REF! | #REF! | #REF! | #REF! | 0 | 0 | 0 | 0 | 4
[8 empty] | #REF! | #REF! | #REF! | #REF! | #REF! | #REF! |  | #REF! | #REF! | #REF! | #REF! | #REF! | 0 | 0 | 0 | 0 | 4
[8 empty] | #REF! | #REF! | #REF! | #REF! | #REF! | #REF! |  | #REF! | #REF! | #REF! | #REF! | #REF! | 0 | 0 | 0 | 0 | 4
[8 empty] | #REF! | #REF! | #REF! | #REF! | #REF! | #REF! |  | #REF! | #REF! | #REF! | #REF! | #REF! | 0 | 0 | 0 | 0 | 4
[8 empty] | #REF! | #REF! | #REF! | #REF! | #REF! | #REF! |  | #REF! | #REF! | #REF! | #REF! | #REF! | 0 | 0 | 0 | 0 | 4
[8 empty] | #REF! | #REF! | #REF! | #REF! | #REF! | #REF! |  | #REF! | #REF! | #REF! | #REF! | #REF! | 0 | 0 | 0 | 0 | 4
[8 empty] | #REF! | #REF! | #REF! | #REF! | #REF! | #REF! |  | #REF! | #REF! | #REF! | #REF! | #REF! | 0 | 0 | 0 | 0 | 4
[8 empty] | #REF! | #REF! | #REF! | #REF! | #REF! | #REF! |  | #REF! | #REF! | #REF! | #REF! | #REF! | 0 | 0 | 0 | 0 | 4
[8 empty] | #REF! | #REF! | #REF! | #REF! | #REF! | #REF! |  | #REF! | #REF! | #REF! | #REF! | #REF! | 0 | 0 | 0 | 0 | 4
[8 empty] | #REF! | #REF! | #REF! | #REF! | #REF! | #REF! |  | #REF! | #REF! | #REF! | #REF! | #REF! | 0 | 0 | 0 | 0 | 4
[8 empty] | #REF! | #REF! | #REF! | #REF! | #REF! | #REF! |  | #REF! | #REF! | #REF! | #REF! | #REF! | 0 | 0 | 0 | 0 | 4
[8 empty] | #REF! | #REF! | #REF! | #REF! | #REF! | #REF! |  | #REF! | #REF! | #REF! | #REF! | #REF! | 0 | 0 | 0 | 0 | 4
[8 empty] | #REF! | #REF! | #REF! | #REF! | #REF! | #REF! |  | #REF! | #REF! | #REF! | #REF! | #REF! | 0 | 0 | 0 | 0 | 4
[8 empty] | #REF! | #REF! | #REF! | #REF! | #REF! | #REF! |  | #REF! | #REF! | #REF! | #REF! | #REF! | 0 | 0 | 0 | 0 | 4
[8 empty] | #REF! | #REF! | #REF! | #REF! | #REF! | #REF! |  | #REF! | #REF! | #REF! | #REF! | #REF! | 0 | 0 | 0 | 0 | 4
[8 empty] | #REF! | #REF! | #REF! | #REF! | #REF! | #REF! |  | #REF! | #REF! | #REF! | #REF! | #REF! | 0 | 0 | 0 | 0 | 4
[8 empty] | #REF! | #REF! | #REF! | #REF! | #REF! | #REF! |  | #REF! | #REF! | #REF! | #REF! | #REF! | 0 | 0 | 0 | 0 | 4
[8 empty] | #REF! | #REF! | #REF! | #REF! | #REF! | #REF! |  | #REF! | #REF! | #REF! | #REF! | #REF! | 0 | 0 | 0 | 0 | 4
[8 empty] | #REF! | #REF! | #REF! | #REF! | #REF! | #REF! |  | #REF! | #REF! | #REF! | #REF! | #REF! | 0 | 0 | 0 | 0 | 4
[8 empty] | #REF! | #REF! | #REF! | #REF! | #REF! | #REF! |  | #REF! | #REF! | #REF! | #REF! | #REF! | 0 | 0 | 0 | 0 | 4
[8 empty] | #REF! | #REF! | #REF! | #REF! | #REF! | #REF! |  | #REF! | #REF! | #REF! | #REF! | #REF! | 0 | 0 | 0 | 0 | 4
[8 empty] | #REF! | #REF! | #REF! | #REF! | #REF! | #REF! |  | #REF! | #REF! | #REF! | #REF! | #REF! | 0 | 0 | 0 | 0 | 4
[8 empty] | #REF! | #REF! | #REF! | #REF! | #REF! | #REF! |  | #REF! | #REF! | #REF! | #REF! | #REF! | 0 | 0 | 0 | 0 | 4
[8 empty] | #REF! | #REF! | #REF! | #REF! | #REF! | #REF! |  | #REF! | #REF! | #REF! | #REF! | #REF! | 0 | 0 | 0 | 0 | 4
[8 empty] | #REF! | #REF! | #REF! | #REF! | #REF! | #REF! |  | #REF! | #REF! | #REF! | #REF! | #REF! | 0 | 0 | 0 | 0 | 4
[8 empty] | #REF! | #REF! | #REF! | #REF! | #REF! | #REF! |  | #REF! | #REF! | #REF! | #REF! | #REF! | 0 | 0 | 0 | 0 | 4
[8 empty] | #REF! | #REF! | #REF! | #REF! | #REF! | #REF! |  | #REF! | #REF! | #REF! | #REF! | #REF! | 0 | 0 | 0 | 0 | 4
[8 empty] | #REF! | #REF! | #REF! | #REF! | #REF! | #REF! |  | #REF! | #REF! | #REF! | #REF! | #REF! | 0 | 0 | 0 | 0 | 4
[8 empty] | #REF! | #REF! | #REF! | #REF! | #REF! | #REF! |  | #REF! | #REF! | #REF! | #REF! | #REF! | 0 | 0 | 0 | 0 | 4
[8 empty] | #REF! | #REF! | #REF! | #REF! | #REF! | #REF! |  | #REF! | #REF! | #REF! | #REF! | #REF! | 0 | 0 | 0 | 0 | 4
[8 empty] | #REF! | #REF! | #REF! | #REF! | #REF! | #REF! |  | #REF! | #REF! | #REF! | #REF! | #REF! | 0 | 0 | 0 | 0 | 4
[8 empty] | #REF! | #REF! | #REF! | #REF! | #REF! | #REF! |  | #REF! | #REF! | #REF! | #REF! | #REF! | 0 | 0 | 0 | 0 | 4
[8 empty] | #REF! | #REF! | #REF! | #REF! | #REF! | #REF! |  | #REF! | #REF! | #REF! | #REF! | #REF! | 0 | 0 | 0 | 0 | 4
[8 empty] | #REF! | #REF! | #REF! | #REF! | #REF! | #REF! |  | #REF! | #REF! | #REF! | #REF! | #REF! | 0 | 0 | 0 | 0 | 4
[8 empty] | #REF! | #REF! | #REF! | #REF! | #REF! | #REF! |  | #REF! | #REF! | #REF! | #REF! | #REF! | 0 | 0 | 0 | 0 | 4
[8 empty] | #REF! | #REF! | #REF! | #REF! | #REF! | #REF! |  | #REF! | #REF! | #REF! | #REF! | #REF! | 0 | 0 | 0 | 0 | 4
[8 empty] | #REF! | #REF! | #REF! | #REF! | #REF! | #REF! |  | #REF! | #REF! | #REF! | #REF! | #REF! | 0 | 0 | 0 | 0 | 4
[8 empty] | #REF! | #REF! | #REF! | #REF! | #REF! | #REF! |  | #REF! | #REF! | #REF! | #REF! | #REF! | 0 | 0 | 0 | 0 | 4
[8 empty] | #REF! | #REF! | #REF! | #REF! | #REF! | #REF! |  | #REF! | #REF! | #REF! | #REF! | #REF! | 0 | 0 | 0 | 0 | 4
[8 empty] | #REF! | #REF! | #REF! | #REF! | #REF! | #REF! |  | #REF! | #REF! | #REF! | #REF! | #REF! | 0 | 0 | 0 | 0 | 4
[8 empty] | #REF! | #REF! | #REF! | #REF! | #REF! | #REF! |  | #REF! | #REF! | #REF! | #REF! | #REF! | 0 | 0 | 0 | 0 | 4
[8 empty] | #REF! | #REF! | #REF! | #REF! | #REF! | #REF! |  | #REF! | #REF! | #REF! | #REF! | #REF! | 0 | 0 | 0 | 0 | 4
[8 empty] | #REF! | #REF! | #REF! | #REF! | #REF! | #REF! |  | #REF! | #REF! | #REF! | #REF! | #REF! | 0 | 0 | 0 | 0 | 4
[8 empty] | #REF! | #REF! | #REF! | #REF! | #REF! | #REF! |  | #REF! | #REF! | #REF! | #REF! | #REF! | 0 | 0 | 0 | 0 | 4
[8 empty] | #REF! | #REF! | #REF! | #REF! | #REF! | #REF! |  | #REF! | #REF! | #REF! | #REF! | #REF! | 0 | 0 | 0 | 0 | 4
[8 empty] | #REF! | #REF! | #REF! | #REF! | #REF! | #REF! |  | #REF! | #REF! | #REF! | #REF! | #REF! | 0 | 0 | 0 | 0 | 4
[8 empty] | #REF! | #REF! | #REF! | #REF! | #REF! | #REF! |  | #REF! | #REF! | #REF! | #REF! | #REF! | 0 | 0 | 0 | 0 | 4
[8 empty] | #REF! | #REF! | #REF! | #REF! | #REF! | #REF! |  | #REF! | #REF! | #REF! | #REF! | #REF! | 0 | 0 | 0 | 0 | 4
[8 empty] | #REF! | #REF! | #REF! | #REF! | #REF! | #REF! |  | #REF! | #REF! | #REF! | #REF! | #REF! | 0 | 0 | 0 | 0 | 4
[8 empty] | #REF! | #REF! | #REF! | #REF! | #REF! | #REF! |  | #REF! | #REF! | #REF! | #REF! | #REF! | 0 | 0 | 0 | 0 | 4
[8 empty] | #REF! | #REF! | #REF! | #REF! | #REF! | #REF! |  | #REF! | #REF! | #REF! | #REF! | #REF! | 0 | 0 | 0 | 0 | 4
[8 empty] | #REF! | #REF! | #REF! | #REF! | #REF! | #REF! |  | #REF! | #REF! | #REF! | #REF! | #REF! | 0 | 0 | 0 | 0 | 4
[8 empty] | #REF! | #REF! | #REF! | #REF! | #REF! | #REF! |  | #REF! | #REF! | #REF! | #REF! | #REF! | 0 | 0 | 0 | 0 | 4
[8 empty] | #REF! | #REF! | #REF! | #REF! | #REF! | #REF! |  | #REF! | #REF! | #REF! | #REF! | #REF! | 0 | 0 | 0 | 0 | 4
[8 empty] | #REF! | #REF! | #REF! | #REF! | #REF! | #REF! |  | #REF! | #REF! | #REF! | #REF! | #REF! | 0 | 0 | 0 | 0 | 4
[8 empty] | #REF! | #REF! | #REF! | #REF! | #REF! | #REF! |  | #REF! | #REF! | #REF! | #REF! | #REF! | 0 | 0 | 0 | 0 | 4
[8 empty] | #REF! | #REF! | #REF! | #REF! | #REF! | #REF! |  | #REF! | #REF! | #REF! | #REF! | #REF! | 0 | 0 | 0 | 0 | 4
[8 empty] | #REF! | #REF! | #REF! | #REF! | #REF! | #REF! |  | #REF! | #REF! | #REF! | #REF! | #REF! | 0 | 0 | 0 | 0 | 4
[8 empty] | #REF! | #REF! | #REF! | #REF! | #REF! | #REF! |  | #REF! | #REF! | #REF! | #REF! | #REF! | 0 | 0 | 0 | 0 | 4
[8 empty] | #REF! | #REF! | #REF! | #REF! | #REF! | #REF! |  | #REF! | #REF! | #REF! | #REF! | #REF! | 0 | 0 | 0 | 0 | 4
[8 empty] | #REF! | #REF! | #REF! | #REF! | #REF! | #REF! |  | #REF! | #REF! | #REF! | #REF! | #REF! | 0 | 0 | 0 | 0 | 4
[8 empty] | #REF! | #REF! | #REF! | #REF! | #REF! | #REF! |  | #REF! | #REF! | #REF! | #REF! | #REF! | 0 | 0 | 0 | 0 | 4
[8 empty] | #REF! | #REF! | #REF! | #REF! | #REF! | #REF! |  | #REF! | #REF! | #REF! | #REF! | #REF! | 0 | 0 | 0 | 0 | 4
[8 empty] | #REF! | #REF! | #REF! | #REF! | #REF! | #REF! |  | #REF! | #REF! | #REF! | #REF! | #REF! | 0 | 0 | 0 | 0 | 4
[8 empty] | #REF! | #REF! | #REF! | #REF! | #REF! | #REF! |  | #REF! | #REF! | #REF! | #REF! | #REF! | 0 | 0 | 0 | 0 | 4
[8 empty] | #REF! | #REF! | #REF! | #REF! | #REF! | #REF! |  | #REF! | #REF! | #REF! | #REF! | #REF! | 0 | 0 | 0 | 0 | 4
[8 empty] | #REF! | #REF! | #REF! | #REF! | #REF! | #REF! |  | #REF! | #REF! | #REF! | #REF! | #REF! | 0 | 0 | 0 | 0 | 4
[8 empty] | #REF! | #REF! | #REF! | #REF! | #REF! | #REF! |  | #REF! | #REF! | #REF! | #REF! | #REF! | 0 | 0 | 0 | 0 | 4
[8 empty] | #REF! | #REF! | #REF! | #REF! | #REF! | #REF! |  | #REF! | #REF! | #REF! | #REF! | #REF! | 0 | 0 | 0 | 0 | 4
[8 empty] | #REF! | #REF! | #REF! | #REF! | #REF! | #REF! |  | #REF! | #REF! | #REF! | #REF! | #REF! | 0 | 0 | 0 | 0 | 4
[8 empty] | #REF! | #REF! | #REF! | #REF! | #REF! | #REF! |  | #REF! | #REF! | #REF! | #REF! | #REF! | 0 | 0 | 0 | 0 | 4
[8 empty] | #REF! | #REF! | #REF! | #REF! | #REF! | #REF! |  | #REF! | #REF! | #REF! | #REF! | #REF! | 0 | 0 | 0 | 0 | 4
[8 empty] | #REF! | #REF! | #REF! | #REF! | #REF! | #REF! |  | #REF! | #REF! | #REF! | #REF! | #REF! | 0 | 0 | 0 | 0 | 4
[8 empty] | #REF! | #REF! | #REF! | #REF! | #REF! | #REF! |  | #REF! | #REF! | #REF! | #REF! | #REF! | 0 | 0 | 0 | 0 | 4
[8 empty] | #REF! | #REF! | #REF! | #REF! | #REF! | #REF! |  | #REF! | #REF! | #REF! | #REF! | #REF! | 0 | 0 | 0 | 0 | 4
[8 empty] | #REF! | #REF! | #REF! | #REF! | #REF! | #REF! |  | #REF! | #REF! | #REF! | #REF! | #REF! | 0 | 0 | 0 | 0 | 4
[8 empty] | #REF! | #REF! | #REF! | #REF! | #REF! | #REF! |  | #REF! | #REF! | #REF! | #REF! | #REF! | 0 | 0 | 0 | 0 | 4
[8 empty] | #REF! | #REF! | #REF! | #REF! | #REF! | #REF! |  | #REF! | #REF! | #REF! | #REF! | #REF! | 0 | 0 | 0 | 0 | 4
[8 empty] | #REF! | #REF! | #REF! | #REF! | #REF! | #REF! |  | #REF! | #REF! | #REF! | #REF! | #REF! | 0 | 0 | 0 | 0 | 4
[8 empty] | #REF! | #REF! | #REF! | #REF! | #REF! | #REF! |  | #REF! | #REF! | #REF! | #REF! | #REF! | 0 | 0 | 0 | 0 | 4
[8 empty] | #REF! | #REF! | #REF! | #REF! | #REF! | #REF! |  | #REF! | #REF! | #REF! | #REF! | #REF! | 0 | 0 | 0 | 0 | 4
[8 empty] | #REF! | #REF! | #REF! | #REF! | #REF! | #REF! |  | #REF! | #REF! | #REF! | #REF! | #REF! | 0 | 0 | 0 | 0 | 4
[8 empty] | #REF! | #REF! | #REF! | #REF! | #REF! | #REF! |  | #REF! | #REF! | #REF! | #REF! | #REF! | 0 | 0 | 0 | 0 | 4
[8 empty] | #REF! | #REF! | #REF! | #REF! | #REF! | #REF! |  | #REF! | #REF! | #REF! | #REF! | #REF! | 0 | 0 | 0 | 0 | 4
[8 empty] | #REF! | #REF! | #REF! | #REF! | #REF! | #REF! |  | #REF! | #REF! | #REF! | #REF! | #REF! | 0 | 0 | 0 | 0 | 4
[8 empty] | #REF! | #REF! | #REF! | #REF! | #REF! | #REF! |  | #REF! | #REF! | #REF! | #REF! | #REF! | 0 | 0 | 0 | 0 | 4
[8 empty] | #REF! | #REF! | #REF! | #REF! | #REF! | #REF! |  | #REF! | #REF! | #REF! | #REF! | #REF! | 0 | 0 | 0 | 0 | 4
[8 empty] | #REF! | #REF! | #REF! | #REF! | #REF! | #REF! |  | #REF! | #REF! | #REF! | #REF! | #REF! | 0 | 0 | 0 | 0 | 4
[8 empty] | #REF! | #REF! | #REF! | #REF! | #REF! | #REF! |  | #REF! | #REF! | #REF! | #REF! | #REF! | 0 | 0 | 0 | 0 | 4
[8 empty] | #REF! | #REF! | #REF! | #REF! | #REF! | #REF! |  | #REF! | #REF! | #REF! | #REF! | #REF! | 0 | 0 | 0 | 0 | 4
[8 empty] | #REF! | #REF! | #REF! | #REF! | #REF! | #REF! |  | #REF! | #REF! | #REF! | #REF! | #REF! | 0 | 0 | 0 | 0 | 4
[8 empty] | #REF! | #REF! | #REF! | #REF! | #REF! | #REF! |  | #REF! | #REF! | #REF! | #REF! | #REF! | 0 | 0 | 0 | 0 | 4
[8 empty] | #REF! | #REF! | #REF! | #REF! | #REF! | #REF! |  | #REF! | #REF! | #REF! | #REF! | #REF! | 0 | 0 | 0 | 0 | 4
[8 empty] | #REF! | #REF! | #REF! | #REF! | #REF! | #REF! |  | #REF! | #REF! | #REF! | #REF! | #REF! | 0 | 0 | 0 | 0 | 4
[8 empty] | #REF! | #REF! | #REF! | #REF! | #REF! | #REF! |  | #REF! | #REF! | #REF! | #REF! | #REF! | 0 | 0 | 0 | 0 | 4
[8 empty] | #REF! | #REF! | #REF! | #REF! | #REF! | #REF! |  | #REF! | #REF! | #REF! | #REF! | #REF! | 0 | 0 | 0 | 0 | 4
[8 empty] | #REF! | #REF! | #REF! | #REF! | #REF! | #REF! |  | #REF! | #REF! | #REF! | #REF! | #REF! | 0 | 0 | 0 | 0 | 4
[8 empty] | #REF! | #REF! | #REF! | #REF! | #REF! | #REF! |  | #REF! | #REF! | #REF! | #REF! | #REF! | 0 | 0 | 0 | 0 | 4
[8 empty] | #REF! | #REF! | #REF! | #REF! | #REF! | #REF! |  | #REF! | #REF! | #REF! | #REF! | #REF! | 0 | 0 | 0 | 0 | 4
[8 empty] | #REF! | #REF! | #REF! | #REF! | #REF! | #REF! |  | #REF! | #REF! | #REF! | #REF! | #REF! | 0 | 0 | 0 | 0 | 4
[8 empty] | #REF! | #REF! | #REF! | #REF! | #REF! | #REF! |  | #REF! | #REF! | #REF! | #REF! | #REF! | 0 | 0 | 0 | 0 | 4
[8 empty] | #REF! | #REF! | #REF! | #REF! | #REF! | #REF! |  | #REF! | #REF! | #REF! | #REF! | #REF! | 0 | 0 | 0 | 0 | 4
[8 empty] | #REF! | #REF! | #REF! | #REF! | #REF! | #REF! |  | #REF! | #REF! | #REF! | #REF! | #REF! | 0 | 0 | 0 | 0 | 4
[8 empty] | #REF! | #REF! | #REF! | #REF! | #REF! | #REF! |  | #REF! | #REF! | #REF! | #REF! | #REF! | 0 | 0 | 0 | 0 | 4
[8 empty] | #REF! | #REF! | #REF! | #REF! | #REF! | #REF! |  | #REF! | #REF! | #REF! | #REF! | #REF! | 0 | 0 | 0 | 0 | 4
[8 empty] | #REF! | #REF! | #REF! | #REF! | #REF! | #REF! |  | #REF! | #REF! | #REF! | #REF! | #REF! | 0 | 0 | 0 | 0 | 4
[8 empty] | #REF! | #REF! | #REF! | #REF! | #REF! | #REF! |  | #REF! | #REF! | #REF! | #REF! | #REF! | 0 | 0 | 0 | 0 | 4
[8 empty] | #REF! | #REF! | #REF! | #REF! | #REF! | #REF! |  | #REF! | #REF! | #REF! | #REF! | #REF! | 0 | 0 | 0 | 0 | 4
[8 empty] | #REF! | #REF! | #REF! | #REF! | #REF! | #REF! |  | #REF! | #REF! | #REF! | #REF! | #REF! | 0 | 0 | 0 | 0 | 4
[8 empty] | #REF! | #REF! | #REF! | #REF! | #REF! | #REF! |  | #REF! | #REF! | #REF! | #REF! | #REF! | 0 | 0 | 0 | 0 | 4
[8 empty] | #REF! | #REF! | #REF! | #REF! | #REF! | #REF! |  | #REF! | #REF! | #REF! | #REF! | #REF! | 0 | 0 | 0 | 0 | 4
[8 empty] | #REF! | #REF! | #REF! | #REF! | #REF! | #REF! |  | #REF! | #REF! | #REF! | #REF! | #REF! | 0 | 0 | 0 | 0 | 4
[8 empty] | #REF! | #REF! | #REF! | #REF! | #REF! | #REF! |  | #REF! | #REF! | #REF! | #REF! | #REF! | 0 | 0 | 0 | 0 | 4
[8 empty] | #REF! | #REF! | #REF! | #REF! | #REF! | #REF! |  | #REF! | #REF! | #REF! | #REF! | #REF! | 0 | 0 | 0 | 0 | 4
[8 empty] | #REF! | #REF! | #REF! | #REF! | #REF! | #REF! |  | #REF! | #REF! | #REF! | #REF! | #REF! | 0 | 0 | 0 | 0 | 4
[8 empty] | #REF! | #REF! | #REF! | #REF! | #REF! | #REF! |  | #REF! | #REF! | #REF! | #REF! | #REF! | 0 | 0 | 0 | 0 | 4
[8 empty] | #REF! | #REF! | #REF! | #REF! | #REF! | #REF! |  | #REF! | #REF! | #REF! | #REF! | #REF! | 0 | 0 | 0 | 0 | 4
[8 empty] | #REF! | #REF! | #REF! | #REF! | #REF! | #REF! |  | #REF! | #REF! | #REF! | #REF! | #REF! | 0 | 0 | 0 | 0 | 4
[8 empty] | #REF! | #REF! | #REF! | #REF! | #REF! | #REF! |  | #REF! | #REF! | #REF! | #REF! | #REF! | 0 | 0 | 0 | 0 | 4
[8 empty] | #REF! | #REF! | #REF! | #REF! | #REF! | #REF! |  | #REF! | #REF! | #REF! | #REF! | #REF! | 0 | 0 | 0 | 0 | 4
[8 empty] | #REF! | #REF! | #REF! | #REF! | #REF! | #REF! |  | #REF! | #REF! | #REF! | #REF! | #REF! | 0 | 0 | 0 | 0 | 4
[8 empty] | #REF! | #REF! | #REF! | #REF! | #REF! | #REF! |  | #REF! | #REF! | #REF! | #REF! | #REF! | 0 | 0 | 0 | 0 | 4
[8 empty] | #REF! | #REF! | #REF! | #REF! | #REF! | #REF! |  | #REF! | #REF! | #REF! | #REF! | #REF! | 0 | 0 | 0 | 0 | 4
[8 empty] | #REF! | #REF! | #REF! | #REF! | #REF! | #REF! |  | #REF! | #REF! | #REF! | #REF! | #REF! | 0 | 0 | 0 | 0 | 4
[8 empty] | #REF! | #REF! | #REF! | #REF! | #REF! | #REF! |  | #REF! | #REF! | #REF! | #REF! | #REF! | 0 | 0 | 0 | 0 | 4
[8 empty] | #REF! | #REF! | #REF! | #REF! | #REF! | #REF! |  | #REF! | #REF! | #REF! | #REF! | #REF! | 0 | 0 | 0 | 0 | 4
[8 empty] | #REF! | #REF! | #REF! | #REF! | #REF! | #REF! |  | #REF! | #REF! | #REF! | #REF! | #REF! | 0 | 0 | 0 | 0 | 4
[8 empty] | #REF! | #REF! | #REF! | #REF! | #REF! | #REF! |  | #REF! | #REF! | #REF! | #REF! | #REF! | 0 | 0 | 0 | 0 | 4
[8 empty] | #REF! | #REF! | #REF! | #REF! | #REF! | #REF! |  | #REF! | #REF! | #REF! | #REF! | #REF! | 0 | 0 | 0 | 0 | 4
[8 empty] | #REF! | #REF! | #REF! | #REF! | #REF! | #REF! |  | #REF! | #REF! | #REF! | #REF! | #REF! | 0 | 0 | 0 | 0 | 4
[8 empty] | #REF! | #REF! | #REF! | #REF! | #REF! | #REF! |  | #REF! | #REF! | #REF! | #REF! | #REF! | 0 | 0 | 0 | 0 | 4
[8 empty] | #REF! | #REF! | #REF! | #REF! | #REF! | #REF! |  | #REF! | #REF! | #REF! | #REF! | #REF! | 0 | 0 | 0 | 0 | 4
[8 empty] | #REF! | #REF! | #REF! | #REF! | #REF! | #REF! |  | #REF! | #REF! | #REF! | #REF! | #REF! | 0 | 0 | 0 | 0 | 4
[8 empty] | #REF! | #REF! | #REF! | #REF! | #REF! | #REF! |  | #REF! | #REF! | #REF! | #REF! | #REF! | 0 | 0 | 0 | 0 | 4
[8 empty] | #REF! | #REF! | #REF! | #REF! | #REF! | #REF! |  | #REF! | #REF! | #REF! | #REF! | #REF! | 0 | 0 | 0 | 0 | 4
[8 empty] | #REF! | #REF! | #REF! | #REF! | #REF! | #REF! |  | #REF! | #REF! | #REF! | #REF! | #REF! | 0 | 0 | 0 | 0 | 4
[8 empty] | #REF! | #REF! | #REF! | #REF! | #REF! | #REF! |  | #REF! | #REF! | #REF! | #REF! | #REF! | 0 | 0 | 0 | 0 | 4
[8 empty] | #REF! | #REF! | #REF! | #REF! | #REF! | #REF! |  | #REF! | #REF! | #REF! | #REF! | #REF! | 0 | 0 | 0 | 0 | 4
[8 empty] | #REF! | #REF! | #REF! | #REF! | #REF! | #REF! |  | #REF! | #REF! | #REF! | #REF! | #REF! | 0 | 0 | 0 | 0 | 4
[8 empty] | #REF! | #REF! | #REF! | #REF! | #REF! | #REF! |  | #REF! | #REF! | #REF! | #REF! | #REF! | 0 | 0 | 0 | 0 | 4
[8 empty] | #REF! | #REF! | #REF! | #REF! | #REF! | #REF! |  | #REF! | #REF! | #REF! | #REF! | #REF! | 0 | 0 | 0 | 0 | 4
[8 empty] | #REF! | #REF! | #REF! | #REF! | #REF! | #REF! |  | #REF! | #REF! | #REF! | #REF! | #REF! | 0 | 0 | 0 | 0 | 4
[8 empty] | #REF! | #REF! | #REF! | #REF! | #REF! | #REF! |  | #REF! | #REF! | #REF! | #REF! | #REF! | 0 | 0 | 0 | 0 | 4
[8 empty] | #REF! | #REF! | #REF! | #REF! | #REF! | #REF! |  | #REF! | #REF! | #REF! | #REF! | #REF! | 0 | 0 | 0 | 0 | 4
[8 empty] | #REF! | #REF! | #REF! | #REF! | #REF! | #REF! |  | #REF! | #REF! | #REF! | #REF! | #REF! | 0 | 0 | 0 | 0 | 4
[8 empty] | #REF! | #REF! | #REF! | #REF! | #REF! | #REF! |  | #REF! | #REF! | #REF! | #REF! | #REF! | 0 | 0 | 0 | 0 | 4
[8 empty] | #REF! | #REF! | #REF! | #REF! | #REF! | #REF! |  | #REF! | #REF! | #REF! | #REF! | #REF! | 0 | 0 | 0 | 0 | 4
[8 empty] | #REF! | #REF! | #REF! | #REF! | #REF! | #REF! |  | #REF! | #REF! | #REF! | #REF! | #REF! | 0 | 0 | 0 | 0 | 4
[8 empty] | #REF! | #REF! | #REF! | #REF! | #REF! | #REF! |  | #REF! | #REF! | #REF! | #REF! | #REF! | 0 | 0 | 0 | 0 | 4
[8 empty] | #REF! | #REF! | #REF! | #REF! | #REF! | #REF! |  | #REF! | #REF! | #REF! | #REF! | #REF! | 0 | 0 | 0 | 0 | 4
[8 empty] | #REF! | #REF! | #REF! | #REF! | #REF! | #REF! |  | #REF! | #REF! | #REF! | #REF! | #REF! | 0 | 0 | 0 | 0 | 4
[8 empty] | #REF! | #REF! | #REF! | #REF! | #REF! | #REF! |  | #REF! | #REF! | #REF! | #REF! | #REF! | 0 | 0 | 0 | 0 | 4
[8 empty] | #REF! | #REF! | #REF! | #REF! | #REF! | #REF! |  | #REF! | #REF! | #REF! | #REF! | #REF! | 0 | 0 | 0 | 0 | 4
[8 empty] | #REF! | #REF! | #REF! | #REF! | #REF! | #REF! |  | #REF! | #REF! | #REF! | #REF! | #REF! | 0 | 0 | 0 | 0 | 4
[8 empty] | #REF! | #REF! | #REF! | #REF! | #REF! | #REF! |  | #REF! | #REF! | #REF! | #REF! | #REF! | 0 | 0 | 0 | 0 | 4
[8 empty] | #REF! | #REF! | #REF! | #REF! | #REF! | #REF! |  | #REF! | #REF! | #REF! | #REF! | #REF! | 0 | 0 | 0 | 0 | 4
[8 empty] | #REF! | #REF! | #REF! | #REF! | #REF! | #REF! |  | #REF! | #REF! | #REF! | #REF! | #REF! | 0 | 0 | 0 | 0 | 4
[8 empty] | #REF! | #REF! | #REF! | #REF! | #REF! | #REF! |  | #REF! | #REF! | #REF! | #REF! | #REF! | 0 | 0 | 0 | 0 | 4
[8 empty] | #REF! | #REF! | #REF! | #REF! | #REF! | #REF! |  | #REF! | #REF! | #REF! | #REF! | #REF! | 0 | 0 | 0 | 0 | 4
[8 empty] | #REF! | #REF! | #REF! | #REF! | #REF! | #REF! |  | #REF! | #REF! | #REF! | #REF! | #REF! | 0 | 0 | 0 | 0 | 4
[8 empty] | #REF! | #REF! | #REF! | #REF! | #REF! | #REF! |  | #REF! | #REF! | #REF! | #REF! | #REF! | 0 | 0 | 0 | 0 | 4
[8 empty] | #REF! | #REF! | #REF! | #REF! | #REF! | #REF! |  | #REF! | #REF! | #REF! | #REF! | #REF! | 0 | 0 | 0 | 0 | 4
[8 empty] | #REF! | #REF! | #REF! | #REF! | #REF! | #REF! |  | #REF! | #REF! | #REF! | #REF! | #REF! | 0 | 0 | 0 | 0 | 4
[8 empty] | #REF! | #REF! | #REF! | #REF! | #REF! | #REF! |  | #REF! | #REF! | #REF! | #REF! | #REF! | 0 | 0 | 0 | 0 | 4
[8 empty] | #REF! | #REF! | #REF! | #REF! | #REF! | #REF! |  | #REF! | #REF! | #REF! | #REF! | #REF! | 0 | 0 | 0 | 0 | 4
[8 empty] | #REF! | #REF! | #REF! | #REF! | #REF! | #REF! |  | #REF! | #REF! | #REF! | #REF! | #REF! | 0 | 0 | 0 | 0 | 4
[8 empty] | #REF! | #REF! | #REF! | #REF! | #REF! | #REF! |  | #REF! | #REF! | #REF! | #REF! | #REF! | 0 | 0 | 0 | 0 | 4
[8 empty] | #REF! | #REF! | #REF! | #REF! | #REF! | #REF! |  | #REF! | #REF! | #REF! | #REF! | #REF! | 0 | 0 | 0 | 0 | 4
[8 empty] | #REF! | #REF! | #REF! | #REF! | #REF! | #REF! |  | #REF! | #REF! | #REF! | #REF! | #REF! | 0 | 0 | 0 | 0 | 4
[8 empty] | #REF! | #REF! | #REF! | #REF! | #REF! | #REF! |  | #REF! | #REF! | #REF! | #REF! | #REF! | 0 | 0 | 0 | 0 | 4
[8 empty] | #REF! | #REF! | #REF! | #REF! | #REF! | #REF! |  | #REF! | #REF! | #REF! | #REF! | #REF! | 0 | 0 | 0 | 0 | 4
[8 empty] | #REF! | #REF! | #REF! | #REF! | #REF! | #REF! |  | #REF! | #REF! | #REF! | #REF! | #REF! | 0 | 0 | 0 | 0 | 4
[8 empty] | #REF! | #REF! | #REF! | #REF! | #REF! | #REF! |  | #REF! | #REF! | #REF! | #REF! | #REF! | 0 | 0 | 0 | 0 | 4
[8 empty] | #REF! | #REF! | #REF! | #REF! | #REF! | #REF! |  | #REF! | #REF! | #REF! | #REF! | #REF! | 0 | 0 | 0 | 0 | 4
[8 empty] | #REF! | #REF! | #REF! | #REF! | #REF! | #REF! |  | #REF! | #REF! | #REF! | #REF! | #REF! | 0 | 0 | 0 | 0 | 4
[8 empty] | #REF! | #REF! | #REF! | #REF! | #REF! | #REF! |  | #REF! | #REF! | #REF! | #REF! | #REF! | 0 | 0 | 0 | 0 | 4
[8 empty] | #REF! | #REF! | #REF! | #REF! | #REF! | #REF! |  | #REF! | #REF! | #REF! | #REF! | #REF! | 0 | 0 | 0 | 0 | 4
[8 empty] | #REF! | #REF! | #REF! | #REF! | #REF! | #REF! |  | #REF! | #REF! | #REF! | #REF! | #REF! | 0 | 0 | 0 | 0 | 4
[8 empty] | #REF! | #REF! | #REF! | #REF! | #REF! | #REF! |  | #REF! | #REF! | #REF! | #REF! | #REF! | 0 | 0 | 0 | 0 | 4
[8 empty] | #REF! | #REF! | #REF! | #REF! | #REF! | #REF! |  | #REF! | #REF! | #REF! | #REF! | #REF! | 0 | 0 | 0 | 0 | 4
[8 empty] | #REF! | #REF! | #REF! | #REF! | #REF! | #REF! |  | #REF! | #REF! | #REF! | #REF! | #REF! | 0 | 0 | 0 | 0 | 4
[8 empty] | #REF! | #REF! | #REF! | #REF! | #REF! | #REF! |  | #REF! | #REF! | #REF! | #REF! | #REF! | 0 | 0 | 0 | 0 | 4
[8 empty] | #REF! | #REF! | #REF! | #REF! | #REF! | #REF! |  | #REF! | #REF! | #REF! | #REF! | #REF! | 0 | 0 | 0 | 0 | 4
[8 empty] | #REF! | #REF! | #REF! | #REF! | #REF! | #REF! |  | #REF! | #REF! | #REF! | #REF! | #REF! | 0 | 0 | 0 | 0 | 4
[8 empty] | #REF! | #REF! | #REF! | #REF! | #REF! | #REF! |  | #REF! | #REF! | #REF! | #REF! | #REF! | 0 | 0 | 0 | 0 | 4
[8 empty] | #REF! | #REF! | #REF! | #REF! | #REF! | #REF! |  | #REF! | #REF! | #REF! | #REF! | #REF! | 0 | 0 | 0 | 0 | 4
[8 empty] | #REF! | #REF! | #REF! | #REF! | #REF! | #REF! |  | #REF! | #REF! | #REF! | #REF! | #REF! | 0 | 0 | 0 | 0 | 4
[8 empty] | #REF! | #REF! | #REF! | #REF! | #REF! | #REF! |  | #REF! | #REF! | #REF! | #REF! | #REF! | 0 | 0 | 0 | 0 | 4
[8 empty] | #REF! | #REF! | #REF! | #REF! | #REF! | #REF! |  | #REF! | #REF! | #REF! | #REF! | #REF! | 0 | 0 | 0 | 0 | 4
[8 empty] | #REF! | #REF! | #REF! | #REF! | #REF! | #REF! |  | #REF! | #REF! | #REF! | #REF! | #REF! | 0 | 0 | 0 | 0 | 4
[8 empty] | #REF! | #REF! | #REF! | #REF! | #REF! | #REF! |  | #REF! | #REF! | #REF! | #REF! | #REF! | 0 | 0 | 0 | 0 | 4
[8 empty] | #REF! | #REF! | #REF! | #REF! | #REF! | #REF! |  | #REF! | #REF! | #REF! | #REF! | #REF! | 0 | 0 | 0 | 0 | 4
[8 empty] | #REF! | #REF! | #REF! | #REF! | #REF! | #REF! |  | #REF! | #REF! | #REF! | #REF! | #REF! | 0 | 0 | 0 | 0 | 4
[8 empty] | #REF! | #REF! | #REF! | #REF! | #REF! | #REF! |  | #REF! | #REF! | #REF! | #REF! | #REF! | 0 | 0 | 0 | 0 | 4
[8 empty] | #REF! | #REF! | #REF! | #REF! | #REF! | #REF! |  | #REF! | #REF! | #REF! | #REF! | #REF! | 0 | 0 | 0 | 0 | 4
[8 empty] | #REF! | #REF! | #REF! | #REF! | #REF! | #REF! |  | #REF! | #REF! | #REF! | #REF! | #REF! | 0 | 0 | 0 | 0 | 4
[8 empty] | #REF! | #REF! | #REF! | #REF! | #REF! | #REF! |  | #REF! | #REF! | #REF! | #REF! | #REF! | 0 | 0 | 0 | 0 | 4
[8 empty] | #REF! | #REF! | #REF! | #REF! | #REF! | #REF! |  | #REF! | #REF! | #REF! | #REF! | #REF! | 0 | 0 | 0 | 0 | 4
[8 empty] | #REF! | #REF! | #REF! | #REF! | #REF! | #REF! |  | #REF! | #REF! | #REF! | #REF! | #REF! | 0 | 0 | 0 | 0 | 4
[8 empty] | #REF! | #REF! | #REF! | #REF! | #REF! | #REF! |  | #REF! | #REF! | #REF! | #REF! | #REF! | 0 | 0 | 0 | 0 | 4
[8 empty] | #REF! | #REF! | #REF! | #REF! | #REF! | #REF! |  | #REF! | #REF! | #REF! | #REF! | #REF! | 0 | 0 | 0 | 0 | 4
[8 empty] | #REF! | #REF! | #REF! | #REF! | #REF! | #REF! |  | #REF! | #REF! | #REF! | #REF! | #REF! | 0 | 0 | 0 | 0 | 4
[8 empty] | #REF! | #REF! | #REF! | #REF! | #REF! | #REF! |  | #REF! | #REF! | #REF! | #REF! | #REF! | 0 | 0 | 0 | 0 | 4
[8 empty] | #REF! | #REF! | #REF! | #REF! | #REF! | #REF! |  | #REF! | #REF! | #REF! | #REF! | #REF! | 0 | 0 | 0 | 0 | 4
[8 empty] | #REF! | #REF! | #REF! | #REF! | #REF! | #REF! |  | #REF! | #REF! | #REF! | #REF! | #REF! | 0 | 0 | 0 | 0 | 4
[8 empty] | #REF! | #REF! | #REF! | #REF! | #REF! | #REF! |  | #REF! | #REF! | #REF! | #REF! | #REF! | 0 | 0 | 0 | 0 | 4
[8 empty] | #REF! | #REF! | #REF! | #REF! | #REF! | #REF! |  | #REF! | #REF! | #REF! | #REF! | #REF! | 0 | 0 | 0 | 0 | 4
[8 empty] | #REF! | #REF! | #REF! | #REF! | #REF! | #REF! |  | #REF! | #REF! | #REF! | #REF! | #REF! | 0 | 0 | 0 | 0 | 4
[8 empty] | #REF! | #REF! | #REF! | #REF! | #REF! | #REF! |  | #REF! | #REF! | #REF! | #REF! | #REF! | 0 | 0 | 0 | 0 | 4
[8 empty] | #REF! | #REF! | #REF! | #REF! | #REF! | #REF! |  | #REF! | #REF! | #REF! | #REF! | #REF! | 0 | 0 | 0 | 0 | 4
[8 empty] | #REF! | #REF! | #REF! | #REF! | #REF! | #REF! |  | #REF! | #REF! | #REF! | #REF! | #REF! | 0 | 0 | 0 | 0 | 4
[8 empty] | #REF! | #REF! | #REF! | #REF! | #REF! | #REF! |  | #REF! | #REF! | #REF! | #REF! | #REF! | 0 | 0 | 0 | 0 | 4
[8 empty] | #REF! | #REF! | #REF! | #REF! | #REF! | #REF! |  | #REF! | #REF! | #REF! | #REF! | #REF! | 0 | 0 | 0 | 0 | 4
[8 empty] | #REF! | #REF! | #REF! | #REF! | #REF! | #REF! |  | #REF! | #REF! | #REF! | #REF! | #REF! | 0 | 0 | 0 | 0 | 4
[8 empty] | #REF! | #REF! | #REF! | #REF! | #REF! | #REF! |  | #REF! | #REF! | #REF! | #REF! | #REF! | 0 | 0 | 0 | 0 | 4
[8 empty] | #REF! | #REF! | #REF! | #REF! | #REF! | #REF! |  | #REF! | #REF! | #REF! | #REF! | #REF! | 0 | 0 | 0 | 0 | 4
[8 empty] | #REF! | #REF! | #REF! | #REF! | #REF! | #REF! |  | #REF! | #REF! | #REF! | #REF! | #REF! | 0 | 0 | 0 | 0 | 4
[8 empty] | #REF! | #REF! | #REF! | #REF! | #REF! | #REF! |  | #REF! | #REF! | #REF! | #REF! | #REF! | 0 | 0 | 0 | 0 | 4
[8 empty] | #REF! | #REF! | #REF! | #REF! | #REF! | #REF! |  | #REF! | #REF! | #REF! | #REF! | #REF! | 0 | 0 | 0 | 0 | 4
[8 empty] | #REF! | #REF! | #REF! | #REF! | #REF! | #REF! |  | #REF! | #REF! | #REF! | #REF! | #REF! | 0 | 0 | 0 | 0 | 4
[8 empty] | #REF! | #REF! | #REF! | #REF! | #REF! | #REF! |  | #REF! | #REF! | #REF! | #REF! | #REF! | 0 | 0 | 0 | 0 | 4
[8 empty] | #REF! | #REF! | #REF! | #REF! | #REF! | #REF! |  | #REF! | #REF! | #REF! | #REF! | #REF! | 0 | 0 | 0 | 0 | 4
[8 empty] | #REF! | #REF! | #REF! | #REF! | #REF! | #REF! |  | #REF! | #REF! | #REF! | #REF! | #REF! | 0 | 0 | 0 | 0 | 4
[8 empty] | #REF! | #REF! | #REF! | #REF! | #REF! | #REF! |  | #REF! | #REF! | #REF! | #REF! | #REF! | 0 | 0 | 0 | 0 | 4
[8 empty] | #REF! | #REF! | #REF! | #REF! | #REF! | #REF! |  | #REF! | #REF! | #REF! | #REF! | #REF! | 0 | 0 | 0 | 0 | 4
[8 empty] | #REF! | #REF! | #REF! | #REF! | #REF! | #REF! |  | #REF! | #REF! | #REF! | #REF! | #REF! | 0 | 0 | 0 | 0 | 4
[8 empty] | #REF! | #REF! | #REF! | #REF! | #REF! | #REF! |  | #REF! | #REF! | #REF! | #REF! | #REF! | 0 | 0 | 0 | 0 | 4
[8 empty] | #REF! | #REF! | #REF! | #REF! | #REF! | #REF! |  | #REF! | #REF! | #REF! | #REF! | #REF! | 0 | 0 | 0 | 0 | 4
[8 empty] | #REF! | #REF! | #REF! | #REF! | #REF! | #REF! |  | #REF! | #REF! | #REF! | #REF! | #REF! | 0 | 0 | 0 | 0 | 4
[8 empty] | #REF! | #REF! | #REF! | #REF! | #REF! | #REF! |  | #REF! | #REF! | #REF! | #REF! | #REF! | 0 | 0 | 0 | 0 | 4
[8 empty] | #REF! | #REF! | #REF! | #REF! | #REF! | #REF! |  | #REF! | #REF! | #REF! | #REF! | #REF! | 0 | 0 | 0 | 0 | 4
[8 empty] | #REF! | #REF! | #REF! | #REF! | #REF! | #REF! |  | #REF! | #REF! | #REF! | #REF! | #REF! | 0 | 0 | 0 | 0 | 4
[8 empty] | #REF! | #REF! | #REF! | #REF! | #REF! | #REF! |  | #REF! | #REF! | #REF! | #REF! | #REF! | 0 | 0 | 0 | 0 | 4
[8 empty] | #REF! | #REF! | #REF! | #REF! | #REF! | #REF! |  | #REF! | #REF! | #REF! | #REF! | #REF! | 0 | 0 | 0 | 0 | 4
[8 empty] | #REF! | #REF! | #REF! | #REF! | #REF! | #REF! |  | #REF! | #REF! | #REF! | #REF! | #REF! | 0 | 0 | 0 | 0 | 4
[8 empty] | #REF! | #REF! | #REF! | #REF! | #REF! | #REF! |  | #REF! | #REF! | #REF! | #REF! | #REF! | 0 | 0 | 0 | 0 | 4
[8 empty] | #REF! | #REF! | #REF! | #REF! | #REF! | #REF! |  | #REF! | #REF! | #REF! | #REF! | #REF! | 0 | 0 | 0 | 0 | 4
[8 empty] | #REF! | #REF! | #REF! | #REF! | #REF! | #REF! |  | #REF! | #REF! | #REF! | #REF! | #REF! | 0 | 0 | 0 | 0 | 4
[8 empty] | #REF! | #REF! | #REF! | #REF! | #REF! | #REF! |  | #REF! | #REF! | #REF! | #REF! | #REF! | 0 | 0 | 0 | 0 | 4
[8 empty] | #REF! | #REF! | #REF! | #REF! | #REF! | #REF! |  | #REF! | #REF! | #REF! | #REF! | #REF! | 0 | 0 | 0 | 0 | 4
[8 empty] | #REF! | #REF! | #REF! | #REF! | #REF! | #REF! |  | #REF! | #REF! | #REF! | #REF! | #REF! | 0 | 0 | 0 | 0 | 4
[8 empty] | #REF! | #REF! | #REF! | #REF! | #REF! | #REF! |  | #REF! | #REF! | #REF! | #REF! | #REF! | 0 | 0 | 0 | 0 | 4
[8 empty] | #REF! | #REF! | #REF! | #REF! | #REF! | #REF! |  | #REF! | #REF! | #REF! | #REF! | #REF! | 0 | 0 | 0 | 0 | 4
[8 empty] | #REF! | #REF! | #REF! | #REF! | #REF! | #REF! |  | #REF! | #REF! | #REF! | #REF! | #REF! | 0 | 0 | 0 | 0 | 4
[8 empty] | #REF! | #REF! | #REF! | #REF! | #REF! | #REF! |  | #REF! | #REF! | #REF! | #REF! | #REF! | 0 | 0 | 0 | 0 | 4
[8 empty] | #REF! | #REF! | #REF! | #REF! | #REF! | #REF! |  | #REF! | #REF! | #REF! | #REF! | #REF! | 0 | 0 | 0 | 0 | 4
[8 empty] | #REF! | #REF! | #REF! | #REF! | #REF! | #REF! |  | #REF! | #REF! | #REF! | #REF! | #REF! | 0 | 0 | 0 | 0 | 4
[8 empty] | #REF! | #REF! | #REF! | #REF! | #REF! | #REF! |  | #REF! | #REF! | #REF! | #REF! | #REF! | 0 | 0 | 0 | 0 | 4
[8 empty] | #REF! | #REF! | #REF! | #REF! | #REF! | #REF! |  | #REF! | #REF! | #REF! | #REF! | #REF! | 0 | 0 | 0 | 0 | 4
[8 empty] | #REF! | #REF! | #REF! | #REF! | #REF! | #REF! |  | #REF! | #REF! | #REF! | #REF! | #REF! | 0 | 0 | 0 | 0 | 4
[8 empty] | #REF! | #REF! | #REF! | #REF! | #REF! | #REF! |  | #REF! | #REF! | #REF! | #REF! | #REF! | 0 | 0 | 0 | 0 | 4
[8 empty] | #REF! | #REF! | #REF! | #REF! | #REF! | #REF! |  | #REF! | #REF! | #REF! | #REF! | #REF! | 0 | 0 | 0 | 0 | 4
[8 empty] | #REF! | #REF! | #REF! | #REF! | #REF! | #REF! |  | #REF! | #REF! | #REF! | #REF! | #REF! | 0 | 0 | 0 | 0 | 4
[8 empty] | #REF! | #REF! | #REF! | #REF! | #REF! | #REF! |  | #REF! | #REF! | #REF! | #REF! | #REF! | 0 | 0 | 0 | 0 | 4
[8 empty] | #REF! | #REF! | #REF! | #REF! | #REF! | #REF! |  | #REF! | #REF! | #REF! | #REF! | #REF! | 0 | 0 | 0 | 0 | 4
[8 empty] | #REF! | #REF! | #REF! | #REF! | #REF! | #REF! |  | #REF! | #REF! | #REF! | #REF! | #REF! | 0 | 0 | 0 | 0 | 4
[8 empty] | #REF! | #REF! | #REF! | #REF! | #REF! | #REF! |  | #REF! | #REF! | #REF! | #REF! | #REF! | 0 | 0 | 0 | 0 | 4
[8 empty] | #REF! | #REF! | #REF! | #REF! | #REF! | #REF! |  | #REF! | #REF! | #REF! | #REF! | #REF! | 0 | 0 | 0 | 0 | 4
[8 empty] | #REF! | #REF! | #REF! | #REF! | #REF! | #REF! |  | #REF! | #REF! | #REF! | #REF! | #REF! | 0 | 0 | 0 | 0 | 4
[8 empty] | #REF! | #REF! | #REF! | #REF! | #REF! | #REF! |  | #REF! | #REF! | #REF! | #REF! | #REF! | 0 | 0 | 0 | 0 | 4
[8 empty] | #REF! | #REF! | #REF! | #REF! | #REF! | #REF! |  | #REF! | #REF! | #REF! | #REF! | #REF! | 0 | 0 | 0 | 0 | 4
[8 empty] | #REF! | #REF! | #REF! | #REF! | #REF! | #REF! |  | #REF! | #REF! | #REF! | #REF! | #REF! | 0 | 0 | 0 | 0 | 4
[8 empty] | #REF! | #REF! | #REF! | #REF! | #REF! | #REF! |  | #REF! | #REF! | #REF! | #REF! | #REF! | 0 | 0 | 0 | 0 | 4
[8 empty] | #REF! | #REF! | #REF! | #REF! | #REF! | #REF! |  | #REF! | #REF! | #REF! | #REF! | #REF! | 0 | 0 | 0 | 0 | 4
[8 empty] | #REF! | #REF! | #REF! | #REF! | #REF! | #REF! |  | #REF! | #REF! | #REF! | #REF! | #REF! | 0 | 0 | 0 | 0 | 4
[8 empty] | #REF! | #REF! | #REF! | #REF! | #REF! | #REF! |  | #REF! | #REF! | #REF! | #REF! | #REF! | 0 | 0 | 0 | 0 | 4
[8 empty] | #REF! | #REF! | #REF! | #REF! | #REF! | #REF! |  | #REF! | #REF! | #REF! | #REF! | #REF! | 0 | 0 | 0 | 0 | 4
[8 empty] | #REF! | #REF! | #REF! | #REF! | #REF! | #REF! |  | #REF! | #REF! | #REF! | #REF! | #REF! | 0 | 0 | 0 | 0 | 4
[8 empty] | #REF! | #REF! | #REF! | #REF! | #REF! | #REF! |  | #REF! | #REF! | #REF! | #REF! | #REF! | 0 | 0 | 0 | 0 | 4
[8 empty] | #REF! | #REF! | #REF! | #REF! | #REF! | #REF! |  | #REF! | #REF! | #REF! | #REF! | #REF! | 0 | 0 | 0 | 0 | 4
[8 empty] | #REF! | #REF! | #REF! | #REF! | #REF! | #REF! |  | #REF! | #REF! | #REF! | #REF! | #REF! | 0 | 0 | 0 | 0 | 4
[8 empty] | #REF! | #REF! | #REF! | #REF! | #REF! | #REF! |  | #REF! | #REF! | #REF! | #REF! | #REF! | 0 | 0 | 0 | 0 | 4
[8 empty] | #REF! | #REF! | #REF! | #REF! | #REF! | #REF! |  | #REF! | #REF! | #REF! | #REF! | #REF! | 0 | 0 | 0 | 0 | 4
[8 empty] | #REF! | #REF! | #REF! | #REF! | #REF! | #REF! |  | #REF! | #REF! | #REF! | #REF! | #REF! | 0 | 0 | 0 | 0 | 4
[8 empty] | #REF! | #REF! | #REF! | #REF! | #REF! | #REF! |  | #REF! | #REF! | #REF! | #REF! | #REF! | 0 | 0 | 0 | 0 | 4
[8 empty] | #REF! | #REF! | #REF! | #REF! | #REF! | #REF! |  | #REF! | #REF! | #REF! | #REF! | #REF! | 0 | 0 | 0 | 0 | 4
[8 empty] | #REF! | #REF! | #REF! | #REF! | #REF! | #REF! |  | #REF! | #REF! | #REF! | #REF! | #REF! | 0 | 0 | 0 | 0 | 4
[8 empty] | #REF! | #REF! | #REF! | #REF! | #REF! | #REF! |  | #REF! | #REF! | #REF! | #REF! | #REF! | 0 | 0 | 0 | 0 | 4
[8 empty] | #REF! | #REF! | #REF! | #REF! | #REF! | #REF! |  | #REF! | #REF! | #REF! | #REF! | #REF! | 0 | 0 | 0 | 0 | 4
[8 empty] | #REF! | #REF! | #REF! | #REF! | #REF! | #REF! |  | #REF! | #REF! | #REF! | #REF! | #REF! | 0 | 0 | 0 | 0 | 4
[8 empty] | #REF! | #REF! | #REF! | #REF! | #REF! | #REF! |  | #REF! | #REF! | #REF! | #REF! | #REF! | 0 | 0 | 0 | 0 | 4
[8 empty] | #REF! | #REF! | #REF! | #REF! | #REF! | #REF! |  | #REF! | #REF! | #REF! | #REF! | #REF! | 0 | 0 | 0 | 0 | 4
[8 empty] | #REF! | #REF! | #REF! | #REF! | #REF! | #REF! |  | #REF! | #REF! | #REF! | #REF! | #REF! | 0 | 0 | 0 | 0 | 4
[8 empty] | #REF! | #REF! | #REF! | #REF! | #REF! | #REF! |  | #REF! | #REF! | #REF! | #REF! | #REF! | 0 | 0 | 0 | 0 | 4
[8 empty] | #REF! | #REF! | #REF! | #REF! | #REF! | #REF! |  | #REF! | #REF! | #REF! | #REF! | #REF! | 0 | 0 | 0 | 0 | 4
[8 empty] | #REF! | #REF! | #REF! | #REF! | #REF! | #REF! |  | #REF! | #REF! | #REF! | #REF! | #REF! | 0 | 0 | 0 | 0 | 4
[8 empty] | #REF! | #REF! | #REF! | #REF! | #REF! | #REF! |  | #REF! | #REF! | #REF! | #REF! | #REF! | 0 | 0 | 0 | 0 | 4
[8 empty] | #REF! | #REF! | #REF! | #REF! | #REF! | #REF! |  | #REF! | #REF! | #REF! | #REF! | #REF! | 0 | 0 | 0 | 0 | 4
[8 empty] | #REF! | #REF! | #REF! | #REF! | #REF! | #REF! |  | #REF! | #REF! | #REF! | #REF! | #REF! | 0 | 0 | 0 | 0 | 4
[8 empty] | #REF! | #REF! | #REF! | #REF! | #REF! | #REF! |  | #REF! | #REF! | #REF! | #REF! | #REF! | 0 | 0 | 0 | 0 | 4
[8 empty] | #REF! | #REF! | #REF! | #REF! | #REF! | #REF! |  | #REF! | #REF! | #REF! | #REF! | #REF! | 0 | 0 | 0 | 0 | 4
[8 empty] | #REF! | #REF! | #REF! | #REF! | #REF! | #REF! |  | #REF! | #REF! | #REF! | #REF! | #REF! | 0 | 0 | 0 | 0 | 4
[8 empty] | #REF! | #REF! | #REF! | #REF! | #REF! | #REF! |  | #REF! | #REF! | #REF! | #REF! | #REF! | 0 | 0 | 0 | 0 | 4
[8 empty] | #REF! | #REF! | #REF! | #REF! | #REF! | #REF! |  | #REF! | #REF! | #REF! | #REF! | #REF! | 0 | 0 | 0 | 0 | 4
[8 empty] | #REF! | #REF! | #REF! | #REF! | #REF! | #REF! |  | #REF! | #REF! | #REF! | #REF! | #REF! | 0 | 0 | 0 | 0 | 4
[8 empty] | #REF! | #REF! | #REF! | #REF! | #REF! | #REF! |  | #REF! | #REF! | #REF! | #REF! | #REF! | 0 | 0 | 0 | 0 | 4
[8 empty] | #REF! | #REF! | #REF! | #REF! | #REF! | #REF! |  | #REF! | #REF! | #REF! | #REF! | #REF! | 0 | 0 | 0 | 0 | 4
[8 empty] | #REF! | #REF! | #REF! | #REF! | #REF! | #REF! |  | #REF! | #REF! | #REF! | #REF! | #REF! | 0 | 0 | 0 | 0 | 4
[8 empty] | #REF! | #REF! | #REF! | #REF! | #REF! | #REF! |  | #REF! | #REF! | #REF! | #REF! | #REF! | 0 | 0 | 0 | 0 | 4
[8 empty] | #REF! | #REF! | #REF! | #REF! | #REF! | #REF! |  | #REF! | #REF! | #REF! | #REF! | #REF! | 0 | 0 | 0 | 0 | 4
[8 empty] | #REF! | #REF! | #REF! | #REF! | #REF! | #REF! |  | #REF! | #REF! | #REF! | #REF! | #REF! | 0 | 0 | 0 | 0 | 4
[8 empty] | #REF! | #REF! | #REF! | #REF! | #REF! | #REF! |  | #REF! | #REF! | #REF! | #REF! | #REF! | 0 | 0 | 0 | 0 | 4
[8 empty] | #REF! | #REF! | #REF! | #REF! | #REF! | #REF! |  | #REF! | #REF! | #REF! | #REF! | #REF! | 0 | 0 | 0 | 0 | 4
[8 empty] | #REF! | #REF! | #REF! | #REF! | #REF! | #REF! |  | #REF! | #REF! | #REF! | #REF! | #REF! | 0 | 0 | 0 | 0 | 4
[8 empty] | #REF! | #REF! | #REF! | #REF! | #REF! | #REF! |  | #REF! | #REF! | #REF! | #REF! | #REF! | 0 | 0 | 0 | 0 | 4
[8 empty] | #REF! | #REF! | #REF! | #REF! | #REF! | #REF! |  | #REF! | #REF! | #REF! | #REF! | #REF! | 0 | 0 | 0 | 0 | 4
[8 empty] | #REF! | #REF! | #REF! | #REF! | #REF! | #REF! |  | #REF! | #REF! | #REF! | #REF! | #REF! | 0 | 0 | 0 | 0 | 4
[8 empty] | #REF! | #REF! | #REF! | #REF! | #REF! | #REF! |  | #REF! | #REF! | #REF! | #REF! | #REF! | 0 | 0 | 0 | 0 | 4
[8 empty] | #REF! | #REF! | #REF! | #REF! | #REF! | #REF! |  | #REF! | #REF! | #REF! | #REF! | #REF! | 0 | 0 | 0 | 0 | 4
[8 empty] | #REF! | #REF! | #REF! | #REF! | #REF! | #REF! |  | #REF! | #REF! | #REF! | #REF! | #REF! | 0 | 0 | 0 | 0 | 4
[8 empty] | #REF! | #REF! | #REF! | #REF! | #REF! | #REF! |  | #REF! | #REF! | #REF! | #REF! | #REF! | 0 | 0 | 0 | 0 | 4
[8 empty] | #REF! | #REF! | #REF! | #REF! | #REF! | #REF! |  | #REF! | #REF! | #REF! | #REF! | #REF! | 0 | 0 | 0 | 0 | 4
[8 empty] | #REF! | #REF! | #REF! | #REF! | #REF! | #REF! |  | #REF! | #REF! | #REF! | #REF! | #REF! | 0 | 0 | 0 | 0 | 4
[8 empty] | #REF! | #REF! | #REF! | #REF! | #REF! | #REF! |  | #REF! | #REF! | #REF! | #REF! | #REF! | 0 | 0 | 0 | 0 | 4
[8 empty] | #REF! | #REF! | #REF! | #REF! | #REF! | #REF! |  | #REF! | #REF! | #REF! | #REF! | #REF! | 0 | 0 | 0 | 0 | 4
[8 empty] | #REF! | #REF! | #REF! | #REF! | #REF! | #REF! |  | #REF! | #REF! | #REF! | #REF! | #REF! | 0 | 0 | 0 | 0 | 4
[8 empty] | #REF! | #REF! | #REF! | #REF! | #REF! | #REF! |  | #REF! | #REF! | #REF! | #REF! | #REF! | 0 | 0 | 0 | 0 | 4
[8 empty] | #REF! | #REF! | #REF! | #REF! | #REF! | #REF! |  | #REF! | #REF! | #REF! | #REF! | #REF! | 0 | 0 | 0 | 0 | 4
[8 empty] | #REF! | #REF! | #REF! | #REF! | #REF! | #REF! |  | #REF! | #REF! | #REF! | #REF! | #REF! | 0 | 0 | 0 | 0 | 4
[8 empty] | #REF! | #REF! | #REF! | #REF! | #REF! | #REF! |  | #REF! | #REF! | #REF! | #REF! | #REF! | 0 | 0 | 0 | 0 | 4
[8 empty] | #REF! | #REF! | #REF! | #REF! | #REF! | #REF! |  | #REF! | #REF! | #REF! | #REF! | #REF! | 0 | 0 | 0 | 0 | 4
[8 empty] | #REF! | #REF! | #REF! | #REF! | #REF! | #REF! |  | #REF! | #REF! | #REF! | #REF! | #REF! | 0 | 0 | 0 | 0 | 4
[8 empty] | #REF! | #REF! | #REF! | #REF! | #REF! | #REF! |  | #REF! | #REF! | #REF! | #REF! | #REF! | 0 | 0 | 0 | 0 | 4
[8 empty] | #REF! | #REF! | #REF! | #REF! | #REF! | #REF! |  | #REF! | #REF! | #REF! | #REF! | #REF! | 0 | 0 | 0 | 0 | 4
[8 empty] | #REF! | #REF! | #REF! | #REF! | #REF! | #REF! |  | #REF! | #REF! | #REF! | #REF! | #REF! | 0 | 0 | 0 | 0 | 4
[8 empty] | #REF! | #REF! | #REF! | #REF! | #REF! | #REF! |  | #REF! | #REF! | #REF! | #REF! | #REF! | 0 | 0 | 0 | 0 | 4
[8 empty] | #REF! | #REF! | #REF! | #REF! | #REF! | #REF! |  | #REF! | #REF! | #REF! | #REF! | #REF! | 0 | 0 | 0 | 0 | 4
[8 empty] | #REF! | #REF! | #REF! | #REF! | #REF! | #REF! |  | #REF! | #REF! | #REF! | #REF! | #REF! | 0 | 0 | 0 | 0 | 4
[8 empty] | #REF! | #REF! | #REF! | #REF! | #REF! | #REF! |  | #REF! | #REF! | #REF! | #REF! | #REF! | 0 | 0 | 0 | 0 | 4
[8 empty] | #REF! | #REF! | #REF! | #REF! | #REF! | #REF! |  | #REF! | #REF! | #REF! | #REF! | #REF! | 0 | 0 | 0 | 0 | 4
[8 empty] | #REF! | #REF! | #REF! | #REF! | #REF! | #REF! |  | #REF! | #REF! | #REF! | #REF! | #REF! | 0 | 0 | 0 | 0 | 4
[8 empty] | #REF! | #REF! | #REF! | #REF! | #REF! | #REF! |  | #REF! | #REF! | #REF! | #REF! | #REF! | 0 | 0 | 0 | 0 | 4
[8 empty] | #REF! | #REF! | #REF! | #REF! | #REF! | #REF! |  | #REF! | #REF! | #REF! | #REF! | #REF! | 0 | 0 | 0 | 0 | 4
[8 empty] | #REF! | #REF! | #REF! | #REF! | #REF! | #REF! |  | #REF! | #REF! | #REF! | #REF! | #REF! | 0 | 0 | 0 | 0 | 4
[8 empty] | #REF! | #REF! | #REF! | #REF! | #REF! | #REF! |  | #REF! | #REF! | #REF! | #REF! | #REF! | 0 | 0 | 0 | 0 | 4
[8 empty] | #REF! | #REF! | #REF! | #REF! | #REF! | #REF! |  | #REF! | #REF! | #REF! | #REF! | #REF! | 0 | 0 | 0 | 0 | 4
[8 empty] | #REF! | #REF! | #REF! | #REF! | #REF! | #REF! |  | #REF! | #REF! | #REF! | #REF! | #REF! | 0 | 0 | 0 | 0 | 4
[8 empty] | #REF! | #REF! | #REF! | #REF! | #REF! | #REF! |  | #REF! | #REF! | #REF! | #REF! | #REF! | 0 | 0 | 0 | 0 | 4
[8 empty] | #REF! | #REF! | #REF! | #REF! | #REF! | #REF! |  | #REF! | #REF! | #REF! | #REF! | #REF! | 0 | 0 | 0 | 0 | 4
[8 empty] | #REF! | #REF! | #REF! | #REF! | #REF! | #REF! |  | #REF! | #REF! | #REF! | #REF! | #REF! | 0 | 0 | 0 | 0 | 4
[8 empty] | #REF! | #REF! | #REF! | #REF! | #REF! | #REF! |  | #REF! | #REF! | #REF! | #REF! | #REF! | 0 | 0 | 0 | 0 | 4
[8 empty] | #REF! | #REF! | #REF! | #REF! | #REF! | #REF! |  | #REF! | #REF! | #REF! | #REF! | #REF! | 0 | 0 | 0 | 0 | 4
[8 empty] | #REF! | #REF! | #REF! | #REF! | #REF! | #REF! |  | #REF! | #REF! | #REF! | #REF! | #REF! | 0 | 0 | 0 | 0 | 4
[8 empty] | #REF! | #REF! | #REF! | #REF! | #REF! | #REF! |  | #REF! | #REF! | #REF! | #REF! | #REF! | 0 | 0 | 0 | 0 | 4
[8 empty] | #REF! | #REF! | #REF! | #REF! | #REF! | #REF! |  | #REF! | #REF! | #REF! | #REF! | #REF! | 0 | 0 | 0 | 0 | 4
[8 empty] | #REF! | #REF! | #REF! | #REF! | #REF! | #REF! |  | #REF! | #REF! | #REF! | #REF! | #REF! | 0 | 0 | 0 | 0 | 4
[8 empty] | #REF! | #REF! | #REF! | #REF! | #REF! | #REF! |  | #REF! | #REF! | #REF! | #REF! | #REF! | 0 | 0 | 0 | 0 | 4
[8 empty] | #REF! | #REF! | #REF! | #REF! | #REF! | #REF! |  | #REF! | #REF! | #REF! | #REF! | #REF! | 0 | 0 | 0 | 0 | 4
[8 empty] | #REF! | #REF! | #REF! | #REF! | #REF! | #REF! |  | #REF! | #REF! | #REF! | #REF! | #REF! | 0 | 0 | 0 | 0 | 4
[8 empty] | #REF! | #REF! | #REF! | #REF! | #REF! | #REF! |  | #REF! | #REF! | #REF! | #REF! | #REF! | 0 | 0 | 0 | 0 | 4
[8 empty] | #REF! | #REF! | #REF! | #REF! | #REF! | #REF! |  | #REF! | #REF! | #REF! | #REF! | #REF! | 0 | 0 | 0 | 0 | 4
[8 empty] | #REF! | #REF! | #REF! | #REF! | #REF! | #REF! |  | #REF! | #REF! | #REF! | #REF! | #REF! | 0 | 0 | 0 | 0 | 4
[8 empty] | #REF! | #REF! | #REF! | #REF! | #REF! | #REF! |  | #REF! | #REF! | #REF! | #REF! | #REF! | 0 | 0 | 0 | 0 | 4
[8 empty] | #REF! | #REF! | #REF! | #REF! | #REF! | #REF! |  | #REF! | #REF! | #REF! | #REF! | #REF! | 0 | 0 | 0 | 0 | 4
[8 empty] | #REF! | #REF! | #REF! | #REF! | #REF! | #REF! |  | #REF! | #REF! | #REF! | #REF! | #REF! | 0 | 0 | 0 | 0 | 4
[8 empty] | #REF! | #REF! | #REF! | #REF! | #REF! | #REF! |  | #REF! | #REF! | #REF! | #REF! | #REF! | 0 | 0 | 0 | 0 | 4
[8 empty] | #REF! | #REF! | #REF! | #REF! | #REF! | #REF! |  | #REF! | #REF! | #REF! | #REF! | #REF! | 0 | 0 | 0 | 0 | 4
[8 empty] | #REF! | #REF! | #REF! | #REF! | #REF! | #REF! |  | #REF! | #REF! | #REF! | #REF! | #REF! | 0 | 0 | 0 | 0 | 4
[8 empty] | #REF! | #REF! | #REF! | #REF! | #REF! | #REF! |  | #REF! | #REF! | #REF! | #REF! | #REF! | 0 | 0 | 0 | 0 | 4
[8 empty] | #REF! | #REF! | #REF! | #REF! | #REF! | #REF! |  | #REF! | #REF! | #REF! | #REF! | #REF! | 0 | 0 | 0 | 0 | 4
[8 empty] | #REF! | #REF! | #REF! | #REF! | #REF! | #REF! |  | #REF! | #REF! | #REF! | #REF! | #REF! | 0 | 0 | 0 | 0 | 4
[8 empty] | #REF! | #REF! | #REF! | #REF! | #REF! | #REF! |  | #REF! | #REF! | #REF! | #REF! | #REF! | 0 | 0 | 0 | 0 | 4
[8 empty] | #REF! | #REF! | #REF! | #REF! | #REF! | #REF! |  | #REF! | #REF! | #REF! | #REF! | #REF! | 0 | 0 | 0 | 0 | 4
[8 empty] | #REF! | #REF! | #REF! | #REF! | #REF! | #REF! |  | #REF! | #REF! | #REF! | #REF! | #REF! | 0 | 0 | 0 | 0 | 4
[8 empty] | #REF! | #REF! | #REF! | #REF! | #REF! | #REF! |  | #REF! | #REF! | #REF! | #REF! | #REF! | 0 | 0 | 0 | 0 | 4
[8 empty] | #REF! | #REF! | #REF! | #REF! | #REF! | #REF! |  | #REF! | #REF! | #REF! | #REF! | #REF! | 0 | 0 | 0 | 0 | 4
[8 empty] | #REF! | #REF! | #REF! | #REF! | #REF! | #REF! |  | #REF! | #REF! | #REF! | #REF! | #REF! | 0 | 0 | 0 | 0 | 4
[8 empty] | #REF! | #REF! | #REF! | #REF! | #REF! | #REF! |  | #REF! | #REF! | #REF! | #REF! | #REF! | 0 | 0 | 0 | 0 | 4
[8 empty] | #REF! | #REF! | #REF! | #REF! | #REF! | #REF! |  | #REF! | #REF! | #REF! | #REF! | #REF! | 0 | 0 | 0 | 0 | 4
[8 empty] | #REF! | #REF! | #REF! | #REF! | #REF! | #REF! |  | #REF! | #REF! | #REF! | #REF! | #REF! | 0 | 0 | 0 | 0 | 4
[8 empty] | #REF! | #REF! | #REF! | #REF! | #REF! | #REF! |  | #REF! | #REF! | #REF! | #REF! | #REF! | 0 | 0 | 0 | 0 | 4
[8 empty] | #REF! | #REF! | #REF! | #REF! | #REF! | #REF! |  | #REF! | #REF! | #REF! | #REF! | #REF! | 0 | 0 | 0 | 0 | 4
[8 empty] | #REF! | #REF! | #REF! | #REF! | #REF! | #REF! |  | #REF! | #REF! | #REF! | #REF! | #REF! | 0 | 0 | 0 | 0 | 4
[8 empty] | #REF! | #REF! | #REF! | #REF! | #REF! | #REF! |  | #REF! | #REF! | #REF! | #REF! | #REF! | 0 | 0 | 0 | 0 | 4
[8 empty] | #REF! | #REF! | #REF! | #REF! | #REF! | #REF! |  | #REF! | #REF! | #REF! | #REF! | #REF! | 0 | 0 | 0 | 0 | 4
[8 empty] | #REF! | #REF! | #REF! | #REF! | #REF! | #REF! |  | #REF! | #REF! | #REF! | #REF! | #REF! | 0 | 0 | 0 | 0 | 4
[8 empty] | #REF! | #REF! | #REF! | #REF! | #REF! | #REF! |  | #REF! | #REF! | #REF! | #REF! | #REF! | 0 | 0 | 0 | 0 | 4
[8 empty] | #REF! | #REF! | #REF! | #REF! | #REF! | #REF! |  | #REF! | #REF! | #REF! | #REF! | #REF! | 0 | 0 | 0 | 0 | 4
[8 empty] | #REF! | #REF! | #REF! | #REF! | #REF! | #REF! |  | #REF! | #REF! | #REF! | #REF! | #REF! | 0 | 0 | 0 | 0 | 4
[8 empty] | #REF! | #REF! | #REF! | #REF! | #REF! | #REF! |  | #REF! | #REF! | #REF! | #REF! | #REF! | 0 | 0 | 0 | 0 | 4
[8 empty] | #REF! | #REF! | #REF! | #REF! | #REF! | #REF! |  | #REF! | #REF! | #REF! | #REF! | #REF! | 0 | 0 | 0 | 0 | 4
[8 empty] | #REF! | #REF! | #REF! | #REF! | #REF! | #REF! |  | #REF! | #REF! | #REF! | #REF! | #REF! | 0 | 0 | 0 | 0 | 4
[8 empty] | #REF! | #REF! | #REF! | #REF! | #REF! | #REF! |  | #REF! | #REF! | #REF! | #REF! | #REF! | 0 | 0 | 0 | 0 | 4
[8 empty] | #REF! | #REF! | #REF! | #REF! | #REF! | #REF! |  | #REF! | #REF! | #REF! | #REF! | #REF! | 0 | 0 | 0 | 0 | 4
[8 empty] | #REF! | #REF! | #REF! | #REF! | #REF! | #REF! |  | #REF! | #REF! | #REF! | #REF! | #REF! | 0 | 0 | 0 | 0 | 4
[8 empty] | #REF! | #REF! | #REF! | #REF! | #REF! | #REF! |  | #REF! | #REF! | #REF! | #REF! | #REF! | 0 | 0 | 0 | 0 | 4
[8 empty] | #REF! | #REF! | #REF! | #REF! | #REF! | #REF! |  | #REF! | #REF! | #REF! | #REF! | #REF! | 0 | 0 | 0 | 0 | 4
[8 empty] | #REF! | #REF! | #REF! | #REF! | #REF! | #REF! |  | #REF! | #REF! | #REF! | #REF! | #REF! | 0 | 0 | 0 | 0 | 4
[8 empty] | #REF! | #REF! | #REF! | #REF! | #REF! | #REF! |  | #REF! | #REF! | #REF! | #REF! | #REF! | 0 | 0 | 0 | 0 | 4
[8 empty] | #REF! | #REF! | #REF! | #REF! | #REF! | #REF! |  | #REF! | #REF! | #REF! | #REF! | #REF! | 0 | 0 | 0 | 0 | 4
[8 empty] | #REF! | #REF! | #REF! | #REF! | #REF! | #REF! |  | #REF! | #REF! | #REF! | #REF! | #REF! | 0 | 0 | 0 | 0 | 4
[8 empty] | #REF! | #REF! | #REF! | #REF! | #REF! | #REF! |  | #REF! | #REF! | #REF! | #REF! | #REF! | 0 | 0 | 0 | 0 | 4
[8 empty] | #REF! | #REF! | #REF! | #REF! | #REF! | #REF! |  | #REF! | #REF! | #REF! | #REF! | #REF! | 0 | 0 | 0 | 0 | 4
[8 empty] | #REF! | #REF! | #REF! | #REF! | #REF! | #REF! |  | #REF! | #REF! | #REF! | #REF! | #REF! | 0 | 0 | 0 | 0 | 4
[8 empty] | #REF! | #REF! | #REF! | #REF! | #REF! | #REF! |  | #REF! | #REF! | #REF! | #REF! | #REF! | 0 | 0 | 0 | 0 | 4
[8 empty] | #REF! | #REF! | #REF! | #REF! | #REF! | #REF! |  | #REF! | #REF! | #REF! | #REF! | #REF! | 0 | 0 | 0 | 0 | 4
[8 empty] | #REF! | #REF! | #REF! | #REF! | #REF! | #REF! |  | #REF! | #REF! | #REF! | #REF! | #REF! | 0 | 0 | 0 | 0 | 4
[8 empty] | #REF! | #REF! | #REF! | #REF! | #REF! | #REF! |  | #REF! | #REF! | #REF! | #REF! | #REF! | 0 | 0 | 0 | 0 | 4
[8 empty] | #REF! | #REF! | #REF! | #REF! | #REF! | #REF! |  | #REF! | #REF! | #REF! | #REF! | #REF! | 0 | 0 | 0 | 0 | 4
[8 empty] | #REF! | #REF! | #REF! | #REF! | #REF! | #REF! |  | #REF! | #REF! | #REF! | #REF! | #REF! | 0 | 0 | 0 | 0 | 4
[8 empty] | #REF! | #REF! | #REF! | #REF! | #REF! | #REF! |  | #REF! | #REF! | #REF! | #REF! | #REF! | 0 | 0 | 0 | 0 | 4
[8 empty] | #REF! | #REF! | #REF! | #REF! | #REF! | #REF! |  | #REF! | #REF! | #REF! | #REF! | #REF! | 0 | 0 | 0 | 0 | 4
[8 empty] | #REF! | #REF! | #REF! | #REF! | #REF! | #REF! |  | #REF! | #REF! | #REF! | #REF! | #REF! | 0 | 0 | 0 | 0 | 4
[8 empty] | #REF! | #REF! | #REF! | #REF! | #REF! | #REF! |  | #REF! | #REF! | #REF! | #REF! | #REF! | 0 | 0 | 0 | 0 | 4
[8 empty] | #REF! | #REF! | #REF! | #REF! | #REF! | #REF! |  | #REF! | #REF! | #REF! | #REF! | #REF! | 0 | 0 | 0 | 0 | 4
[8 empty] | #REF! | #REF! | #REF! | #REF! | #REF! | #REF! |  | #REF! | #REF! | #REF! | #REF! | #REF! | 0 | 0 | 0 | 0 | 4
[8 empty] | #REF! | #REF! | #REF! | #REF! | #REF! | #REF! |  | #REF! | #REF! | #REF! | #REF! | #REF! | 0 | 0 | 0 | 0 | 4
[8 empty] | #REF! | #REF! | #REF! | #REF! | #REF! | #REF! |  | #REF! | #REF! | #REF! | #REF! | #REF! | 0 | 0 | 0 | 0 | 4
[8 empty] | #REF! | #REF! | #REF! | #REF! | #REF! | #REF! |  | #REF! | #REF! | #REF! | #REF! | #REF! | 0 | 0 | 0 | 0 | 4
[8 empty] | #REF! | #REF! | #REF! | #REF! | #REF! | #REF! |  | #REF! | #REF! | #REF! | #REF! | #REF! | 0 | 0 | 0 | 0 | 4
[8 empty] | #REF! | #REF! | #REF! | #REF! | #REF! | #REF! |  | #REF! | #REF! | #REF! | #REF! | #REF! | 0 | 0 | 0 | 0 | 4
[8 empty] | #REF! | #REF! | #REF! | #REF! | #REF! | #REF! |  | #REF! | #REF! | #REF! | #REF! | #REF! | 0 | 0 | 0 | 0 | 4
[8 empty] | #REF! | #REF! | #REF! | #REF! | #REF! | #REF! |  | #REF! | #REF! | #REF! | #REF! | #REF! | 0 | 0 | 0 | 0 | 4
[8 empty] | #REF! | #REF! | #REF! | #REF! | #REF! | #REF! |  | #REF! | #REF! | #REF! | #REF! | #REF! | 0 | 0 | 0 | 0 | 4
[8 empty] | #REF! | #REF! | #REF! | #REF! | #REF! | #REF! |  | #REF! | #REF! | #REF! | #REF! | #REF! | 0 | 0 | 0 | 0 | 4
[8 empty] | #REF! | #REF! | #REF! | #REF! | #REF! | #REF! |  | #REF! | #REF! | #REF! | #REF! | #REF! | 0 | 0 | 0 | 0 | 4
[8 empty] | #REF! | #REF! | #REF! | #REF! | #REF! | #REF! |  | #REF! | #REF! | #REF! | #REF! | #REF! | 0 | 0 | 0 | 0 | 4
[8 empty] | #REF! | #REF! | #REF! | #REF! | #REF! | #REF! |  | #REF! | #REF! | #REF! | #REF! | #REF! | 0 | 0 | 0 | 0 | 4
[8 empty] | #REF! | #REF! | #REF! | #REF! | #REF! | #REF! |  | #REF! | #REF! | #REF! | #REF! | #REF! | 0 | 0 | 0 | 0 | 4
[8 empty] | #REF! | #REF! | #REF! | #REF! | #REF! | #REF! |  | #REF! | #REF! | #REF! | #REF! | #REF! | 0 | 0 | 0 | 0 | 4
[8 empty] | #REF! | #REF! | #REF! | #REF! | #REF! | #REF! |  | #REF! | #REF! | #REF! | #REF! | #REF! | 0 | 0 | 0 | 0 | 4
[8 empty] | #REF! | #REF! | #REF! | #REF! | #REF! | #REF! |  | #REF! | #REF! | #REF! | #REF! | #REF! | 0 | 0 | 0 | 0 | 4
[8 empty] | #REF! | #REF! | #REF! | #REF! | #REF! | #REF! |  | #REF! | #REF! | #REF! | #REF! | #REF! | 0 | 0 | 0 | 0 | 4
[8 empty] | #REF! | #REF! | #REF! | #REF! | #REF! | #REF! |  | #REF! | #REF! | #REF! | #REF! | #REF! | 0 | 0 | 0 | 0 | 4
[8 empty] | #REF! | #REF! | #REF! | #REF! | #REF! | #REF! |  | #REF! | #REF! | #REF! | #REF! | #REF! | 0 | 0 | 0 | 0 | 4
[8 empty] | #REF! | #REF! | #REF! | #REF! | #REF! | #REF! |  | #REF! | #REF! | #REF! | #REF! | #REF! | 0 | 0 | 0 | 0 | 4
[8 empty] | #REF! | #REF! | #REF! | #REF! | #REF! | #REF! |  | #REF! | #REF! | #REF! | #REF! | #REF! | 0 | 0 | 0 | 0 | 4
[8 empty] | #REF! | #REF! | #REF! | #REF! | #REF! | #REF! |  | #REF! | #REF! | #REF! | #REF! | #REF! | 0 | 0 | 0 | 0 | 4
[8 empty] | #REF! | #REF! | #REF! | #REF! | #REF! | #REF! |  | #REF! | #REF! | #REF! | #REF! | #REF! | 0 | 0 | 0 | 0 | 4
[8 empty] | #REF! | #REF! | #REF! | #REF! | #REF! | #REF! |  | #REF! | #REF! | #REF! | #REF! | #REF! | 0 | 0 | 0 | 0 | 4
[8 empty] | #REF! | #REF! | #REF! | #REF! | #REF! | #REF! |  | #REF! | #REF! | #REF! | #REF! | #REF! | 0 | 0 | 0 | 0 | 4
[8 empty] | #REF! | #REF! | #REF! | #REF! | #REF! | #REF! |  | #REF! | #REF! | #REF! | #REF! | #REF! | 0 | 0 | 0 | 0 | 4
[8 empty] | #REF! | #REF! | #REF! | #REF! | #REF! | #REF! |  | #REF! | #REF! | #REF! | #REF! | #REF! | 0 | 0 | 0 | 0 | 4
[8 empty] | #REF! | #REF! | #REF! | #REF! | #REF! | #REF! |  | #REF! | #REF! | #REF! | #REF! | #REF! | 0 | 0 | 0 | 0 | 4
[8 empty] | #REF! | #REF! | #REF! | #REF! | #REF! | #REF! |  | #REF! | #REF! | #REF! | #REF! | #REF! | 0 | 0 | 0 | 0 | 4
[8 empty] | #REF! | #REF! | #REF! | #REF! | #REF! | #REF! |  | #REF! | #REF! | #REF! | #REF! | #REF! | 0 | 0 | 0 | 0 | 4
[8 empty] | #REF! | #REF! | #REF! | #REF! | #REF! | #REF! |  | #REF! | #REF! | #REF! | #REF! | #REF! | 0 | 0 | 0 | 0 | 4
[8 empty] | #REF! | #REF! | #REF! | #REF! | #REF! | #REF! |  | #REF! | #REF! | #REF! | #REF! | #REF! | 0 | 0 | 0 | 0 | 4
[8 empty] | #REF! | #REF! | #REF! | #REF! | #REF! | #REF! |  | #REF! | #REF! | #REF! | #REF! | #REF! | 0 | 0 | 0 | 0 | 4
[8 empty] | #REF! | #REF! | #REF! | #REF! | #REF! | #REF! |  | #REF! | #REF! | #REF! | #REF! | #REF! | 0 | 0 | 0 | 0 | 4
[8 empty] | #REF! | #REF! | #REF! | #REF! | #REF! | #REF! |  | #REF! | #REF! | #REF! | #REF! | #REF! | 0 | 0 | 0 | 0 | 4
[8 empty] | #REF! | #REF! | #REF! | #REF! | #REF! | #REF! |  | #REF! | #REF! | #REF! | #REF! | #REF! | 0 | 0 | 0 | 0 | 4
[8 empty] | #REF! | #REF! | #REF! | #REF! | #REF! | #REF! |  | #REF! | #REF! | #REF! | #REF! | #REF! | 0 | 0 | 0 | 0 | 4
[8 empty] | #REF! | #REF! | #REF! | #REF! | #REF! | #REF! |  | #REF! | #REF! | #REF! | #REF! | #REF! | 0 | 0 | 0 | 0 | 4
[8 empty] | #REF! | #REF! | #REF! | #REF! | #REF! | #REF! |  | #REF! | #REF! | #REF! | #REF! | #REF! | 0 | 0 | 0 | 0 | 4
[8 empty] | #REF! | #REF! | #REF! | #REF! | #REF! | #REF! |  | #REF! | #REF! | #REF! | #REF! | #REF! | 0 | 0 | 0 | 0 | 4
[8 empty] | #REF! | #REF! | #REF! | #REF! | #REF! | #REF! |  | #REF! | #REF! | #REF! | #REF! | #REF! | 0 | 0 | 0 | 0 | 4
[8 empty] | #REF! | #REF! | #REF! | #REF! | #REF! | #REF! |  | #REF! | #REF! | #REF! | #REF! | #REF! | 0 | 0 | 0 | 0 | 4
[8 empty] | #REF! | #REF! | #REF! | #REF! | #REF! | #REF! |  | #REF! | #REF! | #REF! | #REF! | #REF! | 0 | 0 | 0 | 0 | 4
[8 empty] | #REF! | #REF! | #REF! | #REF! | #REF! | #REF! |  | #REF! | #REF! | #REF! | #REF! | #REF! | 0 | 0 | 0 | 0 | 4
[8 empty] | #REF! | #REF! | #REF! | #REF! | #REF! | #REF! |  | #REF! | #REF! | #REF! | #REF! | #REF! | 0 | 0 | 0 | 0 | 4
[8 empty] | #REF! | #REF! | #REF! | #REF! | #REF! | #REF! |  | #REF! | #REF! | #REF! | #REF! | #REF! | 0 | 0 | 0 | 0 | 4
[8 empty] | #REF! | #REF! | #REF! | #REF! | #REF! | #REF! |  | #REF! | #REF! | #REF! | #REF! | #REF! | 0 | 0 | 0 | 0 | 4
[8 empty] | #REF! | #REF! | #REF! | #REF! | #REF! | #REF! |  | #REF! | #REF! | #REF! | #REF! | #REF! | 0 | 0 | 0 | 0 | 4
[8 empty] | #REF! | #REF! | #REF! | #REF! | #REF! | #REF! |  | #REF! | #REF! | #REF! | #REF! | #REF! | 0 | 0 | 0 | 0 | 4
[8 empty] | #REF! | #REF! | #REF! | #REF! | #REF! | #REF! |  | #REF! | #REF! | #REF! | #REF! | #REF! | 0 | 0 | 0 | 0 | 4
[8 empty] | #REF! | #REF! | #REF! | #REF! | #REF! | #REF! |  | #REF! | #REF! | #REF! | #REF! | #REF! | 0 | 0 | 0 | 0 | 4
[8 empty] | #REF! | #REF! | #REF! | #REF! | #REF! | #REF! |  | #REF! | #REF! | #REF! | #REF! | #REF! | 0 | 0 | 0 | 0 | 4
[8 empty] | #REF! | #REF! | #REF! | #REF! | #REF! | #REF! |  | #REF! | #REF! | #REF! | #REF! | #REF! | 0 | 0 | 0 | 0 | 4
[8 empty] | #REF! | #REF! | #REF! | #REF! | #REF! | #REF! |  | #REF! | #REF! | #REF! | #REF! | #REF! | 0 | 0 | 0 | 0 | 4
[8 empty] | #REF! | #REF! | #REF! | #REF! | #REF! | #REF! |  | #REF! | #REF! | #REF! | #REF! | #REF! | 0 | 0 | 0 | 0 | 4
[8 empty] | #REF! | #REF! | #REF! | #REF! | #REF! | #REF! |  | #REF! | #REF! | #REF! | #REF! | #REF! | 0 | 0 | 0 | 0 | 4
[8 empty] | #REF! | #REF! | #REF! | #REF! | #REF! | #REF! |  | #REF! | #REF! | #REF! | #REF! | #REF! | 0 | 0 | 0 | 0 | 4
[8 empty] | #REF! | #REF! | #REF! | #REF! | #REF! | #REF! |  | #REF! | #REF! | #REF! | #REF! | #REF! | 0 | 0 | 0 | 0 | 4
[8 empty] | #REF! | #REF! | #REF! | #REF! | #REF! | #REF! |  | #REF! | #REF! | #REF! | #REF! | #REF! | 0 | 0 | 0 | 0 | 4
[8 empty] | #REF! | #REF! | #REF! | #REF! | #REF! | #REF! |  | #REF! | #REF! | #REF! | #REF! | #REF! | 0 | 0 | 0 | 0 | 4
[8 empty] | #REF! | #REF! | #REF! | #REF! | #REF! | #REF! |  | #REF! | #REF! | #REF! | #REF! | #REF! | 0 | 0 | 0 | 0 | 4
[8 empty] | #REF! | #REF! | #REF! | #REF! | #REF! | #REF! |  | #REF! | #REF! | #REF! | #REF! | #REF! | 0 | 0 | 0 | 0 | 4
[8 empty] | #REF! | #REF! | #REF! | #REF! | #REF! | #REF! |  | #REF! | #REF! | #REF! | #REF! | #REF! | 0 | 0 | 0 | 0 | 4
[8 empty] | #REF! | #REF! | #REF! | #REF! | #REF! | #REF! |  | #REF! | #REF! | #REF! | #REF! | #REF! | 0 | 0 | 0 | 0 | 4
[8 empty] | #REF! | #REF! | #REF! | #REF! | #REF! | #REF! |  | #REF! | #REF! | #REF! | #REF! | #REF! | 0 | 0 | 0 | 0 | 4
[8 empty] | #REF! | #REF! | #REF! | #REF! | #REF! | #REF! |  | #REF! | #REF! | #REF! | #REF! | #REF! | 0 | 0 | 0 | 0 | 4
[8 empty] | #REF! | #REF! | #REF! | #REF! | #REF! | #REF! |  | #REF! | #REF! | #REF! | #REF! | #REF! | 0 | 0 | 0 | 0 | 4
[8 empty] | #REF! | #REF! | #REF! | #REF! | #REF! | #REF! |  | #REF! | #REF! | #REF! | #REF! | #REF! | 0 | 0 | 0 | 0 | 4
[8 empty] | #REF! | #REF! | #REF! | #REF! | #REF! | #REF! |  | #REF! | #REF! | #REF! | #REF! | #REF! | 0 | 0 | 0 | 0 | 4
[8 empty] | #REF! | #REF! | #REF! | #REF! | #REF! | #REF! |  | #REF! | #REF! | #REF! | #REF! | #REF! | 0 | 0 | 0 | 0 | 4
[8 empty] | #REF! | #REF! | #REF! | #REF! | #REF! | #REF! |  | #REF! | #REF! | #REF! | #REF! | #REF! | 0 | 0 | 0 | 0 | 4
[8 empty] | #REF! | #REF! | #REF! | #REF! | #REF! | #REF! |  | #REF! | #REF! | #REF! | #REF! | #REF! | 0 | 0 | 0 | 0 | 4
[8 empty] | #REF! | #REF! | #REF! | #REF! | #REF! | #REF! |  | #REF! | #REF! | #REF! | #REF! | #REF! | 0 | 0 | 0 | 0 | 4
[8 empty] | #REF! | #REF! | #REF! | #REF! | #REF! | #REF! |  | #REF! | #REF! | #REF! | #REF! | #REF! | 0 | 0 | 0 | 0 | 4
[8 empty] | #REF! | #REF! | #REF! | #REF! | #REF! | #REF! |  | #REF! | #REF! | #REF! | #REF! | #REF! | 0 | 0 | 0 | 0 | 4
[8 empty] | #REF! | #REF! | #REF! | #REF! | #REF! | #REF! |  | #REF! | #REF! | #REF! | #REF! | #REF! | 0 | 0 | 0 | 0 | 4
[8 empty] | #REF! | #REF! | #REF! | #REF! | #REF! | #REF! |  | #REF! | #REF! | #REF! | #REF! | #REF! | 0 | 0 | 0 | 0 | 4
[8 empty] | #REF! | #REF! | #REF! | #REF! | #REF! | #REF! |  | #REF! | #REF! | #REF! | #REF! | #REF! | 0 | 0 | 0 | 0 | 4
[8 empty] | #REF! | #REF! | #REF! | #REF! | #REF! | #REF! |  | #REF! | #REF! | #REF! | #REF! | #REF! | 0 | 0 | 0 | 0 | 4
[8 empty] | #REF! | #REF! | #REF! | #REF! | #REF! | #REF! |  | #REF! | #REF! | #REF! | #REF! | #REF! | 0 | 0 | 0 | 0 | 4
[8 empty] | #REF! | #REF! | #REF! | #REF! | #REF! | #REF! |  | #REF! | #REF! | #REF! | #REF! | #REF! | 0 | 0 | 0 | 0 | 4
[8 empty] | #REF! | #REF! | #REF! | #REF! | #REF! | #REF! |  | #REF! | #REF! | #REF! | #REF! | #REF! | 0 | 0 | 0 | 0 | 4
[8 empty] | #REF! | #REF! | #REF! | #REF! | #REF! | #REF! |  | #REF! | #REF! | #REF! | #REF! | #REF! | 0 | 0 | 0 | 0 | 4
[8 empty] | #REF! | #REF! | #REF! | #REF! | #REF! | #REF! |  | #REF! | #REF! | #REF! | #REF! | #REF! | 0 | 0 | 0 | 0 | 4
[8 empty] | #REF! | #REF! | #REF! | #REF! | #REF! | #REF! |  | #REF! | #REF! | #REF! | #REF! | #REF! | 0 | 0 | 0 | 0 | 4
[8 empty] | #REF! | #REF! | #REF! | #REF! | #REF! | #REF! |  | #REF! | #REF! | #REF! | #REF! | #REF! | 0 | 0 | 0 | 0 | 4
[8 empty] | #REF! | #REF! | #REF! | #REF! | #REF! | #REF! |  | #REF! | #REF! | #REF! | #REF! | #REF! | 0 | 0 | 0 | 0 | 4
[8 empty] | #REF! | #REF! | #REF! | #REF! | #REF! | #REF! |  | #REF! | #REF! | #REF! | #REF! | #REF! | 0 | 0 | 0 | 0 | 4
[8 empty] | #REF! | #REF! | #REF! | #REF! | #REF! | #REF! |  | #REF! | #REF! | #REF! | #REF! | #REF! | 0 | 0 | 0 | 0 | 4
[8 empty] | #REF! | #REF! | #REF! | #REF! | #REF! | #REF! |  | #REF! | #REF! | #REF! | #REF! | #REF! | 0 | 0 | 0 | 0 | 4
[8 empty] | #REF! | #REF! | #REF! | #REF! | #REF! | #REF! |  | #REF! | #REF! | #REF! | #REF! | #REF! | 0 | 0 | 0 | 0 | 4
[8 empty] | #REF! | #REF! | #REF! | #REF! | #REF! | #REF! |  | #REF! | #REF! | #REF! | #REF! | #REF! | 0 | 0 | 0 | 0 | 4
[8 empty] | #REF! | #REF! | #REF! | #REF! | #REF! | #REF! |  | #REF! | #REF! | #REF! | #REF! | #REF! | 0 | 0 | 0 | 0 | 4
[8 empty] | #REF! | #REF! | #REF! | #REF! | #REF! | #REF! |  | #REF! | #REF! | #REF! | #REF! | #REF! | 0 | 0 | 0 | 0 | 4
[8 empty] | #REF! | #REF! | #REF! | #REF! | #REF! | #REF! |  | #REF! | #REF! | #REF! | #REF! | #REF! | 0 | 0 | 0 | 0 | 4
[8 empty] | #REF! | #REF! | #REF! | #REF! | #REF! | #REF! |  | #REF! | #REF! | #REF! | #REF! | #REF! | 0 | 0 | 0 | 0 | 4
[8 empty] | #REF! | #REF! | #REF! | #REF! | #REF! | #REF! |  | #REF! | #REF! | #REF! | #REF! | #REF! | 0 | 0 | 0 | 0 | 4
[8 empty] | #REF! | #REF! | #REF! | #REF! | #REF! | #REF! |  | #REF! | #REF! | #REF! | #REF! | #REF! | 0 | 0 | 0 | 0 | 4
[8 empty] | #REF! | #REF! | #REF! | #REF! | #REF! | #REF! |  | #REF! | #REF! | #REF! | #REF! | #REF! | 0 | 0 | 0 | 0 | 4
[8 empty] | #REF! | #REF! | #REF! | #REF! | #REF! | #REF! |  | #REF! | #REF! | #REF! | #REF! | #REF! | 0 | 0 | 0 | 0 | 4
[8 empty] | #REF! | #REF! | #REF! | #REF! | #REF! | #REF! |  | #REF! | #REF! | #REF! | #REF! | #REF! | 0 | 0 | 0 | 0 | 4
[8 empty] | #REF! | #REF! | #REF! | #REF! | #REF! | #REF! |  | #REF! | #REF! | #REF! | #REF! | #REF! | 0 | 0 | 0 | 0 | 4
[8 empty] | #REF! | #REF! | #REF! | #REF! | #REF! | #REF! |  | #REF! | #REF! | #REF! | #REF! | #REF! | 0 | 0 | 0 | 0 | 4
[8 empty] | #REF! | #REF! | #REF! | #REF! | #REF! | #REF! |  | #REF! | #REF! | #REF! | #REF! | #REF! | 0 | 0 | 0 | 0 | 4
[8 empty] | #REF! | #REF! | #REF! | #REF! | #REF! | #REF! |  | #REF! | #REF! | #REF! | #REF! | #REF! | 0 | 0 | 0 | 0 | 4
[8 empty] | #REF! | #REF! | #REF! | #REF! | #REF! | #REF! |  | #REF! | #REF! | #REF! | #REF! | #REF! | 0 | 0 | 0 | 0 | 4
[8 empty] | #REF! | #REF! | #REF! | #REF! | #REF! | #REF! |  | #REF! | #REF! | #REF! | #REF! | #REF! | 0 | 0 | 0 | 0 | 4
[8 empty] | #REF! | #REF! | #REF! | #REF! | #REF! | #REF! |  | #REF! | #REF! | #REF! | #REF! | #REF! | 0 | 0 | 0 | 0 | 4
[8 empty] | #REF! | #REF! | #REF! | #REF! | #REF! | #REF! |  | #REF! | #REF! | #REF! | #REF! | #REF! | 0 | 0 | 0 | 0 | 4
[8 empty] | #REF! | #REF! | #REF! | #REF! | #REF! | #REF! |  | #REF! | #REF! | #REF! | #REF! | #REF! | 0 | 0 | 0 | 0 | 4
[8 empty] | #REF! | #REF! | #REF! | #REF! | #REF! | #REF! |  | #REF! | #REF! | #REF! | #REF! | #REF! | 0 | 0 | 0 | 0 | 4
[8 empty] | #REF! | #REF! | #REF! | #REF! | #REF! | #REF! |  | #REF! | #REF! | #REF! | #REF! | #REF! | 0 | 0 | 0 | 0 | 4
[8 empty] | #REF! | #REF! | #REF! | #REF! | #REF! | #REF! |  | #REF! | #REF! | #REF! | #REF! | #REF! | 0 | 0 | 0 | 0 | 4
[8 empty] | #REF! | #REF! | #REF! | #REF! | #REF! | #REF! |  | #REF! | #REF! | #REF! | #REF! | #REF! | 0 | 0 | 0 | 0 | 4
[8 empty] | #REF! | #REF! | #REF! | #REF! | #REF! | #REF! |  | #REF! | #REF! | #REF! | #REF! | #REF! | 0 | 0 | 0 | 0 | 4
[8 empty] | #REF! | #REF! | #REF! | #REF! | #REF! | #REF! |  | #REF! | #REF! | #REF! | #REF! | #REF! | 0 | 0 | 0 | 0 | 4
[8 empty] | #REF! | #REF! | #REF! | #REF! | #REF! | #REF! |  | #REF! | #REF! | #REF! | #REF! | #REF! | 0 | 0 | 0 | 0 | 4
[8 empty] | #REF! | #REF! | #REF! | #REF! | #REF! | #REF! |  | #REF! | #REF! | #REF! | #REF! | #REF! | 0 | 0 | 0 | 0 | 4
[8 empty] | #REF! | #REF! | #REF! | #REF! | #REF! | #REF! |  | #REF! | #REF! | #REF! | #REF! | #REF! | 0 | 0 | 0 | 0 | 4
[8 empty] | #REF! | #REF! | #REF! | #REF! | #REF! | #REF! |  | #REF! | #REF! | #REF! | #REF! | #REF! | 0 | 0 | 0 | 0 | 4
[8 empty] | #REF! | #REF! | #REF! | #REF! | #REF! | #REF! |  | #REF! | #REF! | #REF! | #REF! | #REF! | 0 | 0 | 0 | 0 | 4
[8 empty] | #REF! | #REF! | #REF! | #REF! | #REF! | #REF! |  | #REF! | #REF! | #REF! | #REF! | #REF! | 0 | 0 | 0 | 0 | 4
[8 empty] | #REF! | #REF! | #REF! | #REF! | #REF! | #REF! |  | #REF! | #REF! | #REF! | #REF! | #REF! | 0 | 0 | 0 | 0 | 4
[8 empty] | #REF! | #REF! | #REF! | #REF! | #REF! | #REF! |  | #REF! | #REF! | #REF! | #REF! | #REF! | 0 | 0 | 0 | 0 | 4
[8 empty] | #REF! | #REF! | #REF! | #REF! | #REF! | #REF! |  | #REF! | #REF! | #REF! | #REF! | #REF! | 0 | 0 | 0 | 0 | 4
[8 empty] | #REF! | #REF! | #REF! | #REF! | #REF! | #REF! |  | #REF! | #REF! | #REF! | #REF! | #REF! | 0 | 0 | 0 | 0 | 4
[8 empty] | #REF! | #REF! | #REF! | #REF! | #REF! | #REF! |  | #REF! | #REF! | #REF! | #REF! | #REF! | 0 | 0 | 0 | 0 | 4
[8 empty] | #REF! | #REF! | #REF! | #REF! | #REF! | #REF! |  | #REF! | #REF! | #REF! | #REF! | #REF! | 0 | 0 | 0 | 0 | 4
[8 empty] | #REF! | #REF! | #REF! | #REF! | #REF! | #REF! |  | #REF! | #REF! | #REF! | #REF! | #REF! | 0 | 0 | 0 | 0 | 4
[8 empty] | #REF! | #REF! | #REF! | #REF! | #REF! | #REF! |  | #REF! | #REF! | #REF! | #REF! | #REF! | 0 | 0 | 0 | 0 | 4
[8 empty] | #REF! | #REF! | #REF! | #REF! | #REF! | #REF! |  | #REF! | #REF! | #REF! | #REF! | #REF! | 0 | 0 | 0 | 0 | 4
[8 empty] | #REF! | #REF! | #REF! | #REF! | #REF! | #REF! |  | #REF! | #REF! | #REF! | #REF! | #REF! | 0 | 0 | 0 | 0 | 4
[8 empty] | #REF! | #REF! | #REF! | #REF! | #REF! | #REF! |  | #REF! | #REF! | #REF! | #REF! | #REF! | 0 | 0 | 0 | 0 | 4
[8 empty] | #REF! | #REF! | #REF! | #REF! | #REF! | #REF! |  | #REF! | #REF! | #REF! | #REF! | #REF! | 0 | 0 | 0 | 0 | 4
[8 empty] | #REF! | #REF! | #REF! | #REF! | #REF! | #REF! |  | #REF! | #REF! | #REF! | #REF! | #REF! | 0 | 0 | 0 | 0 | 4
[8 empty] | #REF! | #REF! | #REF! | #REF! | #REF! | #REF! |  | #REF! | #REF! | #REF! | #REF! | #REF! | 0 | 0 | 0 | 0 | 4
[8 empty] | #REF! | #REF! | #REF! | #REF! | #REF! | #REF! |  | #REF! | #REF! | #REF! | #REF! | #REF! | 0 | 0 | 0 | 0 | 4
[8 empty] | #REF! | #REF! | #REF! | #REF! | #REF! | #REF! |  | #REF! | #REF! | #REF! | #REF! | #REF! | 0 | 0 | 0 | 0 | 4
[8 empty] | #REF! | #REF! | #REF! | #REF! | #REF! | #REF! |  | #REF! | #REF! | #REF! | #REF! | #REF! | 0 | 0 | 0 | 0 | 4
[8 empty] | #REF! | #REF! | #REF! | #REF! | #REF! | #REF! |  | #REF! | #REF! | #REF! | #REF! | #REF! | 0 | 0 | 0 | 0 | 4
[8 empty] | #REF! | #REF! | #REF! | #REF! | #REF! | #REF! |  | #REF! | #REF! | #REF! | #REF! | #REF! | 0 | 0 | 0 | 0 | 4
[8 empty] | #REF! | #REF! | #REF! | #REF! | #REF! | #REF! |  | #REF! | #REF! | #REF! | #REF! | #REF! | 0 | 0 | 0 | 0 | 4
[8 empty] | #REF! | #REF! | #REF! | #REF! | #REF! | #REF! |  | #REF! | #REF! | #REF! | #REF! | #REF! | 0 | 0 | 0 | 0 | 4
[8 empty] | #REF! | #REF! | #REF! | #REF! | #REF! | #REF! |  | #REF! | #REF! | #REF! | #REF! | #REF! | 0 | 0 | 0 | 0 | 4
[8 empty] | #REF! | #REF! | #REF! | #REF! | #REF! | #REF! |  | #REF! | #REF! | #REF! | #REF! | #REF! | 0 | 0 | 0 | 0 | 4
[8 empty] | #REF! | #REF! | #REF! | #REF! | #REF! | #REF! |  | #REF! | #REF! | #REF! | #REF! | #REF! | 0 | 0 | 0 | 0 | 4
[8 empty] | #REF! | #REF! | #REF! | #REF! | #REF! | #REF! |  | #REF! | #REF! | #REF! | #REF! | #REF! | 0 | 0 | 0 | 0 | 4
[8 empty] | #REF! | #REF! | #REF! | #REF! | #REF! | #REF! |  | #REF! | #REF! | #REF! | #REF! | #REF! | 0 | 0 | 0 | 0 | 4
[8 empty] | #REF! | #REF! | #REF! | #REF! | #REF! | #REF! |  | #REF! | #REF! | #REF! | #REF! | #REF! | 0 | 0 | 0 | 0 | 4
[8 empty] | #REF! | #REF! | #REF! | #REF! | #REF! | #REF! |  | #REF! | #REF! | #REF! | #REF! | #REF! | 0 | 0 | 0 | 0 | 4
[8 empty] | #REF! | #REF! | #REF! | #REF! | #REF! | #REF! |  | #REF! | #REF! | #REF! | #REF! | #REF! | 0 | 0 | 0 | 0 | 4
[8 empty] | #REF! | #REF! | #REF! | #REF! | #REF! | #REF! |  | #REF! | #REF! | #REF! | #REF! | #REF! | 0 | 0 | 0 | 0 | 4
[8 empty] | #REF! | #REF! | #REF! | #REF! | #REF! | #REF! |  | #REF! | #REF! | #REF! | #REF! | #REF! | 0 | 0 | 0 | 0 | 4
[8 empty] | #REF! | #REF! | #REF! | #REF! | #REF! | #REF! |  | #REF! | #REF! | #REF! | #REF! | #REF! | 0 | 0 | 0 | 0 | 4
[8 empty] | #REF! | #REF! | #REF! | #REF! | #REF! | #REF! |  | #REF! | #REF! | #REF! | #REF! | #REF! | 0 | 0 | 0 | 0 | 4
[8 empty] | #REF! | #REF! | #REF! | #REF! | #REF! | #REF! |  | #REF! | #REF! | #REF! | #REF! | #REF! | 0 | 0 | 0 | 0 | 4
[8 empty] | #REF! | #REF! | #REF! | #REF! | #REF! | #REF! |  | #REF! | #REF! | #REF! | #REF! | #REF! | 0 | 0 | 0 | 0 | 4
[8 empty] | #REF! | #REF! | #REF! | #REF! | #REF! | #REF! |  | #REF! | #REF! | #REF! | #REF! | #REF! | 0 | 0 | 0 | 0 | 4
[8 empty] | #REF! | #REF! | #REF! | #REF! | #REF! | #REF! |  | #REF! | #REF! | #REF! | #REF! | #REF! | 0 | 0 | 0 | 0 | 4
[8 empty] | #REF! | #REF! | #REF! | #REF! | #REF! | #REF! |  | #REF! | #REF! | #REF! | #REF! | #REF! | 0 | 0 | 0 | 0 | 4
[8 empty] | #REF! | #REF! | #REF! | #REF! | #REF! | #REF! |  | #REF! | #REF! | #REF! | #REF! | #REF! | 0 | 0 | 0 | 0 | 4
[8 empty] | #REF! | #REF! | #REF! | #REF! | #REF! | #REF! |  | #REF! | #REF! | #REF! | #REF! | #REF! | 0 | 0 | 0 | 0 | 4
[8 empty] | #REF! | #REF! | #REF! | #REF! | #REF! | #REF! |  | #REF! | #REF! | #REF! | #REF! | #REF! | 0 | 0 | 0 | 0 | 4
[8 empty] | #REF! | #REF! | #REF! | #REF! | #REF! | #REF! |  | #REF! | #REF! | #REF! | #REF! | #REF! | 0 | 0 | 0 | 0 | 4
[8 empty] | #REF! | #REF! | #REF! | #REF! | #REF! | #REF! |  | #REF! | #REF! | #REF! | #REF! | #REF! | 0 | 0 | 0 | 0 | 4
[8 empty] | #REF! | #REF! | #REF! | #REF! | #REF! | #REF! |  | #REF! | #REF! | #REF! | #REF! | #REF! | 0 | 0 | 0 | 0 | 4
[8 empty] | #REF! | #REF! | #REF! | #REF! | #REF! | #REF! |  | #REF! | #REF! | #REF! | #REF! | #REF! | 0 | 0 | 0 | 0 | 4
[8 empty] | #REF! | #REF! | #REF! | #REF! | #REF! | #REF! |  | #REF! | #REF! | #REF! | #REF! | #REF! | 0 | 0 | 0 | 0 | 4
[8 empty] | #REF! | #REF! | #REF! | #REF! | #REF! | #REF! |  | #REF! | #REF! | #REF! | #REF! | #REF! | 0 | 0 | 0 | 0 | 4
[8 empty] | #REF! | #REF! | #REF! | #REF! | #REF! | #REF! |  | #REF! | #REF! | #REF! | #REF! | #REF! | 0 | 0 | 0 | 0 | 4
[8 empty] | #REF! | #REF! | #REF! | #REF! | #REF! | #REF! |  | #REF! | #REF! | #REF! | #REF! | #REF! | 0 | 0 | 0 | 0 | 4
[8 empty] | #REF! | #REF! | #REF! | #REF! | #REF! | #REF! |  | #REF! | #REF! | #REF! | #REF! | #REF! | 0 | 0 | 0 | 0 | 4
[8 empty] | #REF! | #REF! | #REF! | #REF! | #REF! | #REF! |  | #REF! | #REF! | #REF! | #REF! | #REF! | 0 | 0 | 0 | 0 | 4
[8 empty] | #REF! | #REF! | #REF! | #REF! | #REF! | #REF! |  | #REF! | #REF! | #REF! | #REF! | #REF! | 0 | 0 | 0 | 0 | 4
[8 empty] | #REF! | #REF! | #REF! | #REF! | #REF! | #REF! |  | #REF! | #REF! | #REF! | #REF! | #REF! | 0 | 0 | 0 | 0 | 4
[8 empty] | #REF! | #REF! | #REF! | #REF! | #REF! | #REF! |  | #REF! | #REF! | #REF! | #REF! | #REF! | 0 | 0 | 0 | 0 | 4
[8 empty] | #REF! | #REF! | #REF! | #REF! | #REF! | #REF! |  | #REF! | #REF! | #REF! | #REF! | #REF! | 0 | 0 | 0 | 0 | 4
[8 empty] | #REF! | #REF! | #REF! | #REF! | #REF! | #REF! |  | #REF! | #REF! | #REF! | #REF! | #REF! | 0 | 0 | 0 | 0 | 4
[8 empty] | #REF! | #REF! | #REF! | #REF! | #REF! | #REF! |  | #REF! | #REF! | #REF! | #REF! | #REF! | 0 | 0 | 0 | 0 | 4
[8 empty] | #REF! | #REF! | #REF! | #REF! | #REF! | #REF! |  | #REF! | #REF! | #REF! | #REF! | #REF! | 0 | 0 | 0 | 0 | 4
[8 empty] | #REF! | #REF! | #REF! | #REF! | #REF! | #REF! |  | #REF! | #REF! | #REF! | #REF! | #REF! | 0 | 0 | 0 | 0 | 4
[8 empty] | #REF! | #REF! | #REF! | #REF! | #REF! | #REF! |  | #REF! | #REF! | #REF! | #REF! | #REF! | 0 | 0 | 0 | 0 | 4
[8 empty] | #REF! | #REF! | #REF! | #REF! | #REF! | #REF! |  | #REF! | #REF! | #REF! | #REF! | #REF! | 0 | 0 | 0 | 0 | 4
[8 empty] | #REF! | #REF! | #REF! | #REF! | #REF! | #REF! |  | #REF! | #REF! | #REF! | #REF! | #REF! | 0 | 0 | 0 | 0 | 4
[8 empty] | #REF! | #REF! | #REF! | #REF! | #REF! | #REF! |  | #REF! | #REF! | #REF! | #REF! | #REF! | 0 | 0 | 0 | 0 | 4
[8 empty] | #REF! | #REF! | #REF! | #REF! | #REF! | #REF! |  | #REF! | #REF! | #REF! | #REF! | #REF! | 0 | 0 | 0 | 0 | 4
[8 empty] | #REF! | #REF! | #REF! | #REF! | #REF! | #REF! |  | #REF! | #REF! | #REF! | #REF! | #REF! | 0 | 0 | 0 | 0 | 4
[8 empty] | #REF! | #REF! | #REF! | #REF! | #REF! | #REF! |  | #REF! | #REF! | #REF! | #REF! | #REF! | 0 | 0 | 0 | 0 | 4
[8 empty] | #REF! | #REF! | #REF! | #REF! | #REF! | #REF! |  | #REF! | #REF! | #REF! | #REF! | #REF! | 0 | 0 | 0 | 0 | 4
[8 empty] | #REF! | #REF! | #REF! | #REF! | #REF! | #REF! |  | #REF! | #REF! | #REF! | #REF! | #REF! | 0 | 0 | 0 | 0 | 4
[8 empty] | #REF! | #REF! | #REF! | #REF! | #REF! | #REF! |  | #REF! | #REF! | #REF! | #REF! | #REF! | 0 | 0 | 0 | 0 | 4
[8 empty] | #REF! | #REF! | #REF! | #REF! | #REF! | #REF! |  | #REF! | #REF! | #REF! | #REF! | #REF! | 0 | 0 | 0 | 0 | 4
[8 empty] | #REF! | #REF! | #REF! | #REF! | #REF! | #REF! |  | #REF! | #REF! | #REF! | #REF! | #REF! | 0 | 0 | 0 | 0 | 4
[8 empty] | #REF! | #REF! | #REF! | #REF! | #REF! | #REF! |  | #REF! | #REF! | #REF! | #REF! | #REF! | 0 | 0 | 0 | 0 | 4
[8 empty] | #REF! | #REF! | #REF! | #REF! | #REF! | #REF! |  | #REF! | #REF! | #REF! | #REF! | #REF! | 0 | 0 | 0 | 0 | 4
[8 empty] | #REF! | #REF! | #REF! | #REF! | #REF! | #REF! |  | #REF! | #REF! | #REF! | #REF! | #REF! | 0 | 0 | 0 | 0 | 4
[8 empty] | #REF! | #REF! | #REF! | #REF! | #REF! | #REF! |  | #REF! | #REF! | #REF! | #REF! | #REF! | 0 | 0 | 0 | 0 | 4
[8 empty] | #REF! | #REF! | #REF! | #REF! | #REF! | #REF! |  | #REF! | #REF! | #REF! | #REF! | #REF! | 0 | 0 | 0 | 0 | 4
[8 empty] | #REF! | #REF! | #REF! | #REF! | #REF! | #REF! |  | #REF! | #REF! | #REF! | #REF! | #REF! | 0 | 0 | 0 | 0 | 4
[8 empty] | #REF! | #REF! | #REF! | #REF! | #REF! | #REF! |  | #REF! | #REF! | #REF! | #REF! | #REF! | 0 | 0 | 0 | 0 | 4
[8 empty] | #REF! | #REF! | #REF! | #REF! | #REF! | #REF! |  | #REF! | #REF! | #REF! | #REF! | #REF! | 0 | 0 | 0 | 0 | 4
[8 empty] | #REF! | #REF! | #REF! | #REF! | #REF! | #REF! |  | #REF! | #REF! | #REF! | #REF! | #REF! | 0 | 0 | 0 | 0 | 4
[8 empty] | #REF! | #REF! | #REF! | #REF! | #REF! | #REF! |  | #REF! | #REF! | #REF! | #REF! | #REF! | 0 | 0 | 0 | 0 | 4
[8 empty] | #REF! | #REF! | #REF! | #REF! | #REF! | #REF! |  | #REF! | #REF! | #REF! | #REF! | #REF! | 0 | 0 | 0 | 0 | 4
[8 empty] | #REF! | #REF! | #REF! | #REF! | #REF! | #REF! |  | #REF! | #REF! | #REF! | #REF! | #REF! | 0 | 0 | 0 | 0 | 4
[8 empty] | #REF! | #REF! | #REF! | #REF! | #REF! | #REF! |  | #REF! | #REF! | #REF! | #REF! | #REF! | 0 | 0 | 0 | 0 | 4
[8 empty] | #REF! | #REF! | #REF! | #REF! | #REF! | #REF! |  | #REF! | #REF! | #REF! | #REF! | #REF! | 0 | 0 | 0 | 0 | 4
[8 empty] | #REF! | #REF! | #REF! | #REF! | #REF! | #REF! |  | #REF! | #REF! | #REF! | #REF! | #REF! | 0 | 0 | 0 | 0 | 4
[8 empty] | #REF! | #REF! | #REF! | #REF! | #REF! | #REF! |  | #REF! | #REF! | #REF! | #REF! | #REF! | 0 | 0 | 0 | 0 | 4
[8 empty] | #REF! | #REF! | #REF! | #REF! | #REF! | #REF! |  | #REF! | #REF! | #REF! | #REF! | #REF! | 0 | 0 | 0 | 0 | 4
[8 empty] | #REF! | #REF! | #REF! | #REF! | #REF! | #REF! |  | #REF! | #REF! | #REF! | #REF! | #REF! | 0 | 0 | 0 | 0 | 4
[8 empty] | #REF! | #REF! | #REF! | #REF! | #REF! | #REF! |  | #REF! | #REF! | #REF! | #REF! | #REF! | 0 | 0 | 0 | 0 | 4
[8 empty] | #REF! | #REF! | #REF! | #REF! | #REF! | #REF! |  | #REF! | #REF! | #REF! | #REF! | #REF! | 0 | 0 | 0 | 0 | 4
[8 empty] | #REF! | #REF! | #REF! | #REF! | #REF! | #REF! |  | #REF! | #REF! | #REF! | #REF! | #REF! | 0 | 0 | 0 | 0 | 4
[8 empty] | #REF! | #REF! | #REF! | #REF! | #REF! | #REF! |  | #REF! | #REF! | #REF! | #REF! | #REF! | 0 | 0 | 0 | 0 | 4
[8 empty] | #REF! | #REF! | #REF! | #REF! | #REF! | #REF! |  | #REF! | #REF! | #REF! | #REF! | #REF! | 0 | 0 | 0 | 0 | 4
[8 empty] | #REF! | #REF! | #REF! | #REF! | #REF! | #REF! |  | #REF! | #REF! | #REF! | #REF! | #REF! | 0 | 0 | 0 | 0 | 4
[8 empty] | #REF! | #REF! | #REF! | #REF! | #REF! | #REF! |  | #REF! | #REF! | #REF! | #REF! | #REF! | 0 | 0 | 0 | 0 | 4
[8 empty] | #REF! | #REF! | #REF! | #REF! | #REF! | #REF! |  | #REF! | #REF! | #REF! | #REF! | #REF! | 0 | 0 | 0 | 0 | 4
[8 empty] | #REF! | #REF! | #REF! | #REF! | #REF! | #REF! |  | #REF! | #REF! | #REF! | #REF! | #REF! | 0 | 0 | 0 | 0 | 4
[8 empty] | #REF! | #REF! | #REF! | #REF! | #REF! | #REF! |  | #REF! | #REF! | #REF! | #REF! | #REF! | 0 | 0 | 0 | 0 | 4
[8 empty] | #REF! | #REF! | #REF! | #REF! | #REF! | #REF! |  | #REF! | #REF! | #REF! | #REF! | #REF! | 0 | 0 | 0 | 0 | 4
[8 empty] | #REF! | #REF! | #REF! | #REF! | #REF! | #REF! |  | #REF! | #REF! | #REF! | #REF! | #REF! | 0 | 0 | 0 | 0 | 4
[8 empty] | #REF! | #REF! | #REF! | #REF! | #REF! | #REF! |  | #REF! | #REF! | #REF! | #REF! | #REF! | 0 | 0 | 0 | 0 | 4
[8 empty] | #REF! | #REF! | #REF! | #REF! | #REF! | #REF! |  | #REF! | #REF! | #REF! | #REF! | #REF! | 0 | 0 | 0 | 0 | 4
[8 empty] | #REF! | #REF! | #REF! | #REF! | #REF! | #REF! |  | #REF! | #REF! | #REF! | #REF! | #REF! | 0 | 0 | 0 | 0 | 4
[8 empty] | #REF! | #REF! | #REF! | #REF! | #REF! | #REF! |  | #REF! | #REF! | #REF! | #REF! | #REF! | 0 | 0 | 0 | 0 | 4
[8 empty] | #REF! | #REF! | #REF! | #REF! | #REF! | #REF! |  | #REF! | #REF! | #REF! | #REF! | #REF! | 0 | 0 | 0 | 0 | 4
[8 empty] | #REF! | #REF! | #REF! | #REF! | #REF! | #REF! |  | #REF! | #REF! | #REF! | #REF! | #REF! | 0 | 0 | 0 | 0 | 4
[8 empty] | #REF! | #REF! | #REF! | #REF! | #REF! | #REF! |  | #REF! | #REF! | #REF! | #REF! | #REF! | 0 | 0 | 0 | 0 | 4
[8 empty] | #REF! | #REF! | #REF! | #REF! | #REF! | #REF! |  | #REF! | #REF! | #REF! | #REF! | #REF! | 0 | 0 | 0 | 0 | 4
[8 empty] | #REF! | #REF! | #REF! | #REF! | #REF! | #REF! |  | #REF! | #REF! | #REF! | #REF! | #REF! | 0 | 0 | 0 | 0 | 4
[8 empty] | #REF! | #REF! | #REF! | #REF! | #REF! | #REF! |  | #REF! | #REF! | #REF! | #REF! | #REF! | 0 | 0 | 0 | 0 | 4
[8 empty] | #REF! | #REF! | #REF! | #REF! | #REF! | #REF! |  | #REF! | #REF! | #REF! | #REF! | #REF! | 0 | 0 | 0 | 0 | 4
[8 empty] | #REF! | #REF! | #REF! | #REF! | #REF! | #REF! |  | #REF! | #REF! | #REF! | #REF! | #REF! | 0 | 0 | 0 | 0 | 4
[8 empty] | #REF! | #REF! | #REF! | #REF! | #REF! | #REF! |  | #REF! | #REF! | #REF! | #REF! | #REF! | 0 | 0 | 0 | 0 | 4
[8 empty] | #REF! | #REF! | #REF! | #REF! | #REF! | #REF! |  | #REF! | #REF! | #REF! | #REF! | #REF! | 0 | 0 | 0 | 0 | 4
[8 empty] | #REF! | #REF! | #REF! | #REF! | #REF! | #REF! |  | #REF! | #REF! | #REF! | #REF! | #REF! | 0 | 0 | 0 | 0 | 4
[8 empty] | #REF! | #REF! | #REF! | #REF! | #REF! | #REF! |  | #REF! | #REF! | #REF! | #REF! | #REF! | 0 | 0 | 0 | 0 | 4
[8 empty] | #REF! | #REF! | #REF! | #REF! | #REF! | #REF! |  | #REF! | #REF! | #REF! | #REF! | #REF! | 0 | 0 | 0 | 0 | 4
[8 empty] | #REF! | #REF! | #REF! | #REF! | #REF! | #REF! |  | #REF! | #REF! | #REF! | #REF! | #REF! | 0 | 0 | 0 | 0 | 4
[8 empty] | #REF! | #REF! | #REF! | #REF! | #REF! | #REF! |  | #REF! | #REF! | #REF! | #REF! | #REF! | 0 | 0 | 0 | 0 | 4
[8 empty] | #REF! | #REF! | #REF! | #REF! | #REF! | #REF! |  | #REF! | #REF! | #REF! | #REF! | #REF! | 0 | 0 | 0 | 0 | 4
[8 empty] | #REF! | #REF! | #REF! | #REF! | #REF! | #REF! |  | #REF! | #REF! | #REF! | #REF! | #REF! | 0 | 0 | 0 | 0 | 4
[8 empty] | #REF! | #REF! | #REF! | #REF! | #REF! | #REF! |  | #REF! | #REF! | #REF! | #REF! | #REF! | 0 | 0 | 0 | 0 | 4
[8 empty] | #REF! | #REF! | #REF! | #REF! | #REF! | #REF! |  | #REF! | #REF! | #REF! | #REF! | #REF! | 0 | 0 | 0 | 0 | 4
[8 empty] | #REF! | #REF! | #REF! | #REF! | #REF! | #REF! |  | #REF! | #REF! | #REF! | #REF! | #REF! | 0 | 0 | 0 | 0 | 4
[8 empty] | #REF! | #REF! | #REF! | #REF! | #REF! | #REF! |  | #REF! | #REF! | #REF! | #REF! | #REF! | 0 | 0 | 0 | 0 | 4
[8 empty] | #REF! | #REF! | #REF! | #REF! | #REF! | #REF! |  | #REF! | #REF! | #REF! | #REF! | #REF! | 0 | 0 | 0 | 0 | 4
[8 empty] | #REF! | #REF! | #REF! | #REF! | #REF! | #REF! |  | #REF! | #REF! | #REF! | #REF! | #REF! | 0 | 0 | 0 | 0 | 4
[8 empty] | #REF! | #REF! | #REF! | #REF! | #REF! | #REF! |  | #REF! | #REF! | #REF! | #REF! | #REF! | 0 | 0 | 0 | 0 | 4
[8 empty] | #REF! | #REF! | #REF! | #REF! | #REF! | #REF! |  | #REF! | #REF! | #REF! | #REF! | #REF! | 0 | 0 | 0 | 0 | 4
[8 empty] | #REF! | #REF! | #REF! | #REF! | #REF! | #REF! |  | #REF! | #REF! | #REF! | #REF! | #REF! | 0 | 0 | 0 | 0 | 4
[8 empty] | #REF! | #REF! | #REF! | #REF! | #REF! | #REF! |  | #REF! | #REF! | #REF! | #REF! | #REF! | 0 | 0 | 0 | 0 | 4
[8 empty] | #REF! | #REF! | #REF! | #REF! | #REF! | #REF! |  | #REF! | #REF! | #REF! | #REF! | #REF! | 0 | 0 | 0 | 0 | 4
[8 empty] | #REF! | #REF! | #REF! | #REF! | #REF! | #REF! |  | #REF! | #REF! | #REF! | #REF! | #REF! | 0 | 0 | 0 | 0 | 4
[8 empty] | #REF! | #REF! | #REF! | #REF! | #REF! | #REF! |  | #REF! | #REF! | #REF! | #REF! | #REF! | 0 | 0 | 0 | 0 | 4
[8 empty] | #REF! | #REF! | #REF! | #REF! | #REF! | #REF! |  | #REF! | #REF! | #REF! | #REF! | #REF! | 0 | 0 | 0 | 0 | 4
[8 empty] | #REF! | #REF! | #REF! | #REF! | #REF! | #REF! |  | #REF! | #REF! | #REF! | #REF! | #REF! | 0 | 0 | 0 | 0 | 4
[8 empty] | #REF! | #REF! | #REF! | #REF! | #REF! | #REF! |  | #REF! | #REF! | #REF! | #REF! | #REF! | 0 | 0 | 0 | 0 | 4
[8 empty] | #REF! | #REF! | #REF! | #REF! | #REF! | #REF! |  | #REF! | #REF! | #REF! | #REF! | #REF! | 0 | 0 | 0 | 0 | 4
[8 empty] | #REF! | #REF! | #REF! | #REF! | #REF! | #REF! |  | #REF! | #REF! | #REF! | #REF! | #REF! | 0 | 0 | 0 | 0 | 4
[8 empty] | #REF! | #REF! | #REF! | #REF! | #REF! | #REF! |  | #REF! | #REF! | #REF! | #REF! | #REF! | 0 | 0 | 0 | 0 | 4
[8 empty] | #REF! | #REF! | #REF! | #REF! | #REF! | #REF! |  | #REF! | #REF! | #REF! | #REF! | #REF! | 0 | 0 | 0 | 0 | 4
[8 empty] | #REF! | #REF! | #REF! | #REF! | #REF! | #REF! |  | #REF! | #REF! | #REF! | #REF! | #REF! | 0 | 0 | 0 | 0 | 4
[8 empty] | #REF! | #REF! | #REF! | #REF! | #REF! | #REF! |  | #REF! | #REF! | #REF! | #REF! | #REF! | 0 | 0 | 0 | 0 | 4
[8 empty] | #REF! | #REF! | #REF! | #REF! | #REF! | #REF! |  | #REF! | #REF! | #REF! | #REF! | #REF! | 0 | 0 | 0 | 0 | 4
[8 empty] | #REF! | #REF! | #REF! | #REF! | #REF! | #REF! |  | #REF! | #REF! | #REF! | #REF! | #REF! | 0 | 0 | 0 | 0 | 4
[8 empty] | #REF! | #REF! | #REF! | #REF! | #REF! | #REF! |  | #REF! | #REF! | #REF! | #REF! | #REF! | 0 | 0 | 0 | 0 | 4
[8 empty] | #REF! | #REF! | #REF! | #REF! | #REF! | #REF! |  | #REF! | #REF! | #REF! | #REF! | #REF! | 0 | 0 | 0 | 0 | 4
[8 empty] | #REF! | #REF! | #REF! | #REF! | #REF! | #REF! |  | #REF! | #REF! | #REF! | #REF! | #REF! | 0 | 0 | 0 | 0 | 4
[8 empty] | #REF! | #REF! | #REF! | #REF! | #REF! | #REF! |  | #REF! | #REF! | #REF! | #REF! | #REF! | 0 | 0 | 0 | 0 | 4
[8 empty] | #REF! | #REF! | #REF! | #REF! | #REF! | #REF! |  | #REF! | #REF! | #REF! | #REF! | #REF! | 0 | 0 | 0 | 0 | 4
[8 empty] | #REF! | #REF! | #REF! | #REF! | #REF! | #REF! |  | #REF! | #REF! | #REF! | #REF! | #REF! | 0 | 0 | 0 | 0 | 4
[8 empty] | #REF! | #REF! | #REF! | #REF! | #REF! | #REF! |  | #REF! | #REF! | #REF! | #REF! | #REF! | 0 | 0 | 0 | 0 | 4
[8 empty] | #REF! | #REF! | #REF! | #REF! | #REF! | #REF! |  | #REF! | #REF! | #REF! | #REF! | #REF! | 0 | 0 | 0 | 0 | 4
[8 empty] | #REF! | #REF! | #REF! | #REF! | #REF! | #REF! |  | #REF! | #REF! | #REF! | #REF! | #REF! | 0 | 0 | 0 | 0 | 4
[8 empty] | #REF! | #REF! | #REF! | #REF! | #REF! | #REF! |  | #REF! | #REF! | #REF! | #REF! | #REF! | 0 | 0 | 0 | 0 | 4
[8 empty] | #REF! | #REF! | #REF! | #REF! | #REF! | #REF! |  | #REF! | #REF! | #REF! | #REF! | #REF! | 0 | 0 | 0 | 0 | 4
[8 empty] | #REF! | #REF! | #REF! | #REF! | #REF! | #REF! |  | #REF! | #REF! | #REF! | #REF! | #REF! | 0 | 0 | 0 | 0 | 4
[8 empty] | #REF! | #REF! | #REF! | #REF! | #REF! | #REF! |  | #REF! | #REF! | #REF! | #REF! | #REF! | 0 | 0 | 0 | 0 | 4
[8 empty] | #REF! | #REF! | #REF! | #REF! | #REF! | #REF! |  | #REF! | #REF! | #REF! | #REF! | #REF! | 0 | 0 | 0 | 0 | 4
[8 empty] | #REF! | #REF! | #REF! | #REF! | #REF! | #REF! |  | #REF! | #REF! | #REF! | #REF! | #REF! | 0 | 0 | 0 | 0 | 4
[8 empty] | #REF! | #REF! | #REF! | #REF! | #REF! | #REF! |  | #REF! | #REF! | #REF! | #REF! | #REF! | 0 | 0 | 0 | 0 | 4
[8 empty] | #REF! | #REF! | #REF! | #REF! | #REF! | #REF! |  | #REF! | #REF! | #REF! | #REF! | #REF! | 0 | 0 | 0 | 0 | 4
[8 empty] | #REF! | #REF! | #REF! | #REF! | #REF! | #REF! |  | #REF! | #REF! | #REF! | #REF! | #REF! | 0 | 0 | 0 | 0 | 4
[8 empty] | #REF! | #REF! | #REF! | #REF! | #REF! | #REF! |  | #REF! | #REF! | #REF! | #REF! | #REF! | 0 | 0 | 0 | 0 | 4
[8 empty] | #REF! | #REF! | #REF! | #REF! | #REF! | #REF! |  | #REF! | #REF! | #REF! | #REF! | #REF! | 0 | 0 | 0 | 0 | 4
[8 empty] | #REF! | #REF! | #REF! | #REF! | #REF! | #REF! |  | #REF! | #REF! | #REF! | #REF! | #REF! | 0 | 0 | 0 | 0 | 4
[8 empty] | #REF! | #REF! | #REF! | #REF! | #REF! | #REF! |  | #REF! | #REF! | #REF! | #REF! | #REF! | 0 | 0 | 0 | 0 | 4
[8 empty] | #REF! | #REF! | #REF! | #REF! | #REF! | #REF! |  | #REF! | #REF! | #REF! | #REF! | #REF! | 0 | 0 | 0 | 0 | 4
[8 empty] | #REF! | #REF! | #REF! | #REF! | #REF! | #REF! |  | #REF! | #REF! | #REF! | #REF! | #REF! | 0 | 0 | 0 | 0 | 4
[8 empty] | #REF! | #REF! | #REF! | #REF! | #REF! | #REF! |  | #REF! | #REF! | #REF! | #REF! | #REF! | 0 | 0 | 0 | 0 | 4
[8 empty] | #REF! | #REF! | #REF! | #REF! | #REF! | #REF! |  | #REF! | #REF! | #REF! | #REF! | #REF! | 0 | 0 | 0 | 0 | 4
[8 empty] | #REF! | #REF! | #REF! | #REF! | #REF! | #REF! |  | #REF! | #REF! | #REF! | #REF! | #REF! | 0 | 0 | 0 | 0 | 4
[8 empty] | #REF! | #REF! | #REF! | #REF! | #REF! | #REF! |  | #REF! | #REF! | #REF! | #REF! | #REF! | 0 | 0 | 0 | 0 | 4
[8 empty] | #REF! | #REF! | #REF! | #REF! | #REF! | #REF! |  | #REF! | #REF! | #REF! | #REF! | #REF! | 0 | 0 | 0 | 0 | 4
[8 empty] | #REF! | #REF! | #REF! | #REF! | #REF! | #REF! |  | #REF! | #REF! | #REF! | #REF! | #REF! | 0 | 0 | 0 | 0 | 4
[8 empty] | #REF! | #REF! | #REF! | #REF! | #REF! | #REF! |  | #REF! | #REF! | #REF! | #REF! | #REF! | 0 | 0 | 0 | 0 | 4
[8 empty] | #REF! | #REF! | #REF! | #REF! | #REF! | #REF! |  | #REF! | #REF! | #REF! | #REF! | #REF! | 0 | 0 | 0 | 0 | 4
[8 empty] | #REF! | #REF! | #REF! | #REF! | #REF! | #REF! |  | #REF! | #REF! | #REF! | #REF! | #REF! | 0 | 0 | 0 | 0 | 4
[8 empty] | #REF! | #REF! | #REF! | #REF! | #REF! | #REF! |  | #REF! | #REF! | #REF! | #REF! | #REF! | 0 | 0 | 0 | 0 | 4
[8 empty] | #REF! | #REF! | #REF! | #REF! | #REF! | #REF! |  | #REF! | #REF! | #REF! | #REF! | #REF! | 0 | 0 | 0 | 0 | 4
[8 empty] | #REF! | #REF! | #REF! | #REF! | #REF! | #REF! |  | #REF! | #REF! | #REF! | #REF! | #REF! | 0 | 0 | 0 | 0 | 4
[8 empty] | #REF! | #REF! | #REF! | #REF! | #REF! | #REF! |  | #REF! | #REF! | #REF! | #REF! | #REF! | 0 | 0 | 0 | 0 | 4
[8 empty] | #REF! | #REF! | #REF! | #REF! | #REF! | #REF! |  | #REF! | #REF! | #REF! | #REF! | #REF! | 0 | 0 | 0 | 0 | 4
[8 empty] | #REF! | #REF! | #REF! | #REF! | #REF! | #REF! |  | #REF! | #REF! | #REF! | #REF! | #REF! | 0 | 0 | 0 | 0 | 4
[8 empty] | #REF! | #REF! | #REF! | #REF! | #REF! | #REF! |  | #REF! | #REF! | #REF! | #REF! | #REF! | 0 | 0 | 0 | 0 | 4
[8 empty] | #REF! | #REF! | #REF! | #REF! | #REF! | #REF! |  | #REF! | #REF! | #REF! | #REF! | #REF! | 0 | 0 | 0 | 0 | 4
[8 empty] | #REF! | #REF! | #REF! | #REF! | #REF! | #REF! |  | #REF! | #REF! | #REF! | #REF! | #REF! | 0 | 0 | 0 | 0 | 4
[8 empty] | #REF! | #REF! | #REF! | #REF! | #REF! | #REF! |  | #REF! | #REF! | #REF! | #REF! | #REF! | 0 | 0 | 0 | 0 | 4
[8 empty] | #REF! | #REF! | #REF! | #REF! | #REF! | #REF! |  | #REF! | #REF! | #REF! | #REF! | #REF! | 0 | 0 | 0 | 0 | 4
[8 empty] | #REF! | #REF! | #REF! | #REF! | #REF! | #REF! |  | #REF! | #REF! | #REF! | #REF! | #REF! | 0 | 0 | 0 | 0 | 4
[8 empty] | #REF! | #REF! | #REF! | #REF! | #REF! | #REF! |  | #REF! | #REF! | #REF! | #REF! | #REF! | 0 | 0 | 0 | 0 | 4
[8 empty] | #REF! | #REF! | #REF! | #REF! | #REF! | #REF! |  | #REF! | #REF! | #REF! | #REF! | #REF! | 0 | 0 | 0 | 0 | 4
[8 empty] | #REF! | #REF! | #REF! | #REF! | #REF! | #REF! |  | #REF! | #REF! | #REF! | #REF! | #REF! | 0 | 0 | 0 | 0 | 4
[8 empty] | #REF! | #REF! | #REF! | #REF! | #REF! | #REF! |  | #REF! | #REF! | #REF! | #REF! | #REF! | 0 | 0 | 0 | 0 | 4
[8 empty] | #REF! | #REF! | #REF! | #REF! | #REF! | #REF! |  | #REF! | #REF! | #REF! | #REF! | #REF! | 0 | 0 | 0 | 0 | 4
[8 empty] | #REF! | #REF! | #REF! | #REF! | #REF! | #REF! |  | #REF! | #REF! | #REF! | #REF! | #REF! | 0 | 0 | 0 | 0 | 4
[8 empty] | #REF! | #REF! | #REF! | #REF! | #REF! | #REF! |  | #REF! | #REF! | #REF! | #REF! | #REF! | 0 | 0 | 0 | 0 | 4
[8 empty] | #REF! | #REF! | #REF! | #REF! | #REF! | #REF! |  | #REF! | #REF! | #REF! | #REF! | #REF! | 0 | 0 | 0 | 0 | 4
[8 empty] | #REF! | #REF! | #REF! | #REF! | #REF! | #REF! |  | #REF! | #REF! | #REF! | #REF! | #REF! | 0 | 0 | 0 | 0 | 4
[8 empty] | #REF! | #REF! | #REF! | #REF! | #REF! | #REF! |  | #REF! | #REF! | #REF! | #REF! | #REF! | 0 | 0 | 0 | 0 | 4
[8 empty] | #REF! | #REF! | #REF! | #REF! | #REF! | #REF! |  | #REF! | #REF! | #REF! | #REF! | #REF! | 0 | 0 | 0 | 0 | 4
[8 empty] | #REF! | #REF! | #REF! | #REF! | #REF! | #REF! |  | #REF! | #REF! | #REF! | #REF! | #REF! | 0 | 0 | 0 | 0 | 4
[8 empty] | #REF! | #REF! | #REF! | #REF! | #REF! | #REF! |  | #REF! | #REF! | #REF! | #REF! | #REF! | 0 | 0 | 0 | 0 | 4
[8 empty] | #REF! | #REF! | #REF! | #REF! | #REF! | #REF! |  | #REF! | #REF! | #REF! | #REF! | #REF! | 0 | 0 | 0 | 0 | 4
[8 empty] | #REF! | #REF! | #REF! | #REF! | #REF! | #REF! |  | #REF! | #REF! | #REF! | #REF! | #REF! | 0 | 0 | 0 | 0 | 4
[8 empty] | #REF! | #REF! | #REF! | #REF! | #REF! | #REF! |  | #REF! | #REF! | #REF! | #REF! | #REF! | 0 | 0 | 0 | 0 | 4
[8 empty] | #REF! | #REF! | #REF! | #REF! | #REF! | #REF! |  | #REF! | #REF! | #REF! | #REF! | #REF! | 0 | 0 | 0 | 0 | 4
[8 empty] | #REF! | #REF! | #REF! | #REF! | #REF! | #REF! |  | #REF! | #REF! | #REF! | #REF! | #REF! | 0 | 0 | 0 | 0 | 4
[8 empty] | #REF! | #REF! | #REF! | #REF! | #REF! | #REF! |  | #REF! | #REF! | #REF! | #REF! | #REF! | 0 | 0 | 0 | 0 | 4
[8 empty] | #REF! | #REF! | #REF! | #REF! | #REF! | #REF! |  | #REF! | #REF! | #REF! | #REF! | #REF! | 0 | 0 | 0 | 0 | 4
[8 empty] | #REF! | #REF! | #REF! | #REF! | #REF! | #REF! |  | #REF! | #REF! | #REF! | #REF! | #REF! | 0 | 0 | 0 | 0 | 4
[8 empty] | #REF! | #REF! | #REF! | #REF! | #REF! | #REF! |  | #REF! | #REF! | #REF! | #REF! | #REF! | 0 | 0 | 0 | 0 | 4
[8 empty] | #REF! | #REF! | #REF! | #REF! | #REF! | #REF! |  | #REF! | #REF! | #REF! | #REF! | #REF! | 0 | 0 | 0 | 0 | 4
[8 empty] | #REF! | #REF! | #REF! | #REF! | #REF! | #REF! |  | #REF! | #REF! | #REF! | #REF! | #REF! | 0 | 0 | 0 | 0 | 4
[8 empty] | #REF! | #REF! | #REF! | #REF! | #REF! | #REF! |  | #REF! | #REF! | #REF! | #REF! | #REF! | 0 | 0 | 0 | 0 | 4
[8 empty] | #REF! | #REF! | #REF! | #REF! | #REF! | #REF! |  | #REF! | #REF! | #REF! | #REF! | #REF! | 0 | 0 | 0 | 0 | 4
[8 empty] | #REF! | #REF! | #REF! | #REF! | #REF! | #REF! |  | #REF! | #REF! | #REF! | #REF! | #REF! | 0 | 0 | 0 | 0 | 4
[8 empty] | #REF! | #REF! | #REF! | #REF! | #REF! | #REF! |  | #REF! | #REF! | #REF! | #REF! | #REF! | 0 | 0 | 0 | 0 | 4
[8 empty] | #REF! | #REF! | #REF! | #REF! | #REF! | #REF! |  | #REF! | #REF! | #REF! | #REF! | #REF! | 0 | 0 | 0 | 0 | 4
[8 empty] | #REF! | #REF! | #REF! | #REF! | #REF! | #REF! |  | #REF! | #REF! | #REF! | #REF! | #REF! | 0 | 0 | 0 | 0 | 4
[8 empty] | #REF! | #REF! | #REF! | #REF! | #REF! | #REF! |  | #REF! | #REF! | #REF! | #REF! | #REF! | 0 | 0 | 0 | 0 | 4
[8 empty] | #REF! | #REF! | #REF! | #REF! | #REF! | #REF! |  | #REF! | #REF! | #REF! | #REF! | #REF! | 0 | 0 | 0 | 0 | 4
[8 empty] | #REF! | #REF! | #REF! | #REF! | #REF! | #REF! |  | #REF! | #REF! | #REF! | #REF! | #REF! | 0 | 0 | 0 | 0 | 4
[8 empty] | #REF! | #REF! | #REF! | #REF! | #REF! | #REF! |  | #REF! | #REF! | #REF! | #REF! | #REF! | 0 | 0 | 0 | 0 | 4
[8 empty] | #REF! | #REF! | #REF! | #REF! | #REF! | #REF! |  | #REF! | #REF! | #REF! | #REF! | #REF! | 0 | 0 | 0 | 0 | 4
[8 empty] | #REF! | #REF! | #REF! | #REF! | #REF! | #REF! |  | #REF! | #REF! | #REF! | #REF! | #REF! | 0 | 0 | 0 | 0 | 4
[8 empty] | #REF! | #REF! | #REF! | #REF! | #REF! | #REF! |  | #REF! | #REF! | #REF! | #REF! | #REF! | 0 | 0 | 0 | 0 | 4
[8 empty] | #REF! | #REF! | #REF! | #REF! | #REF! | #REF! |  | #REF! | #REF! | #REF! | #REF! | #REF! | 0 | 0 | 0 | 0 | 4
[8 empty] | #REF! | #REF! | #REF! | #REF! | #REF! | #REF! |  | #REF! | #REF! | #REF! | #REF! | #REF! | 0 | 0 | 0 | 0 | 4
[8 empty] | #REF! | #REF! | #REF! | #REF! | #REF! | #REF! |  | #REF! | #REF! | #REF! | #REF! | #REF! | 0 | 0 | 0 | 0 | 4
[8 empty] | #REF! | #REF! | #REF! | #REF! | #REF! | #REF! |  | #REF! | #REF! | #REF! | #REF! | #REF! | 0 | 0 | 0 | 0 | 4
[8 empty] | #REF! | #REF! | #REF! | #REF! | #REF! | #REF! |  | #REF! | #REF! | #REF! | #REF! | #REF! | 0 | 0 | 0 | 0 | 4
[8 empty] | #REF! | #REF! | #REF! | #REF! | #REF! | #REF! |  | #REF! | #REF! | #REF! | #REF! | #REF! | 0 | 0 | 0 | 0 | 4
[8 empty] | #REF! | #REF! | #REF! | #REF! | #REF! | #REF! |  | #REF! | #REF! | #REF! | #REF! | #REF! | 0 | 0 | 0 | 0 | 4
[8 empty] | #REF! | #REF! | #REF! | #REF! | #REF! | #REF! |  | #REF! | #REF! | #REF! | #REF! | #REF! | 0 | 0 | 0 | 0 | 4
[8 empty] | #REF! | #REF! | #REF! | #REF! | #REF! | #REF! |  | #REF! | #REF! | #REF! | #REF! | #REF! | 0 | 0 | 0 | 0 | 4
[8 empty] | #REF! | #REF! | #REF! | #REF! | #REF! | #REF! |  | #REF! | #REF! | #REF! | #REF! | #REF! | 0 | 0 | 0 | 0 | 4
[8 empty] | #REF! | #REF! | #REF! | #REF! | #REF! | #REF! |  | #REF! | #REF! | #REF! | #REF! | #REF! | 0 | 0 | 0 | 0 | 4
[8 empty] | #REF! | #REF! | #REF! | #REF! | #REF! | #REF! |  | #REF! | #REF! | #REF! | #REF! | #REF! | 0 | 0 | 0 | 0 | 4
[8 empty] | #REF! | #REF! | #REF! | #REF! | #REF! | #REF! |  | #REF! | #REF! | #REF! | #REF! | #REF! | 0 | 0 | 0 | 0 | 4
[8 empty] | #REF! | #REF! | #REF! | #REF! | #REF! | #REF! |  | #REF! | #REF! | #REF! | #REF! | #REF! | 0 | 0 | 0 | 0 | 4
[8 empty] | #REF! | #REF! | #REF! | #REF! | #REF! | #REF! |  | #REF! | #REF! | #REF! | #REF! | #REF! | 0 | 0 | 0 | 0 | 4
[8 empty] | #REF! | #REF! | #REF! | #REF! | #REF! | #REF! |  | #REF! | #REF! | #REF! | #REF! | #REF! | 0 | 0 | 0 | 0 | 4
[8 empty] | #REF! | #REF! | #REF! | #REF! | #REF! | #REF! |  | #REF! | #REF! | #REF! | #REF! | #REF! | 0 | 0 | 0 | 0 | 4
[8 empty] | #REF! | #REF! | #REF! | #REF! | #REF! | #REF! |  | #REF! | #REF! | #REF! | #REF! | #REF! | 0 | 0 | 0 | 0 | 4
[8 empty] | #REF! | #REF! | #REF! | #REF! | #REF! | #REF! |  | #REF! | #REF! | #REF! | #REF! | #REF! | 0 | 0 | 0 | 0 | 4
[8 empty] | #REF! | #REF! | #REF! | #REF! | #REF! | #REF! |  | #REF! | #REF! | #REF! | #REF! | #REF! | 0 | 0 | 0 | 0 | 4
[8 empty] | #REF! | #REF! | #REF! | #REF! | #REF! | #REF! |  | #REF! | #REF! | #REF! | #REF! | #REF! | 0 | 0 | 0 | 0 | 4
[8 empty] | #REF! | #REF! | #REF! | #REF! | #REF! | #REF! |  | #REF! | #REF! | #REF! | #REF! | #REF! | 0 | 0 | 0 | 0 | 4
[8 empty] | #REF! | #REF! | #REF! | #REF! | #REF! | #REF! |  | #REF! | #REF! | #REF! | #REF! | #REF! | 0 | 0 | 0 | 0 | 4
[8 empty] | #REF! | #REF! | #REF! | #REF! | #REF! | #REF! |  | #REF! | #REF! | #REF! | #REF! | #REF! | 0 | 0 | 0 | 0 | 4
[8 empty] | #REF! | #REF! | #REF! | #REF! | #REF! | #REF! |  | #REF! | #REF! | #REF! | #REF! | #REF! | 0 | 0 | 0 | 0 | 4
[8 empty] | #REF! | #REF! | #REF! | #REF! | #REF! | #REF! |  | #REF! | #REF! | #REF! | #REF! | #REF! | 0 | 0 | 0 | 0 | 4
[8 empty] | #REF! | #REF! | #REF! | #REF! | #REF! | #REF! |  | #REF! | #REF! | #REF! | #REF! | #REF! | 0 | 0 | 0 | 0 | 4
[8 empty] | #REF! | #REF! | #REF! | #REF! | #REF! | #REF! |  | #REF! | #REF! | #REF! | #REF! | #REF! | 0 | 0 | 0 | 0 | 4
[8 empty] | #REF! | #REF! | #REF! | #REF! | #REF! | #REF! |  | #REF! | #REF! | #REF! | #REF! | #REF! | 0 | 0 | 0 | 0 | 4
[8 empty] | #REF! | #REF! | #REF! | #REF! | #REF! | #REF! |  | #REF! | #REF! | #REF! | #REF! | #REF! | 0 | 0 | 0 | 0 | 4
[8 empty] | #REF! | #REF! | #REF! | #REF! | #REF! | #REF! |  | #REF! | #REF! | #REF! | #REF! | #REF! | 0 | 0 | 0 | 0 | 4
[8 empty] | #REF! | #REF! | #REF! | #REF! | #REF! | #REF! |  | #REF! | #REF! | #REF! | #REF! | #REF! | 0 | 0 | 0 | 0 | 4
[8 empty] | #REF! | #REF! | #REF! | #REF! | #REF! | #REF! |  | #REF! | #REF! | #REF! | #REF! | #REF! | 0 | 0 | 0 | 0 | 4
[8 empty] | #REF! | #REF! | #REF! | #REF! | #REF! | #REF! |  | #REF! | #REF! | #REF! | #REF! | #REF! | 0 | 0 | 0 | 0 | 4
[8 empty] | #REF! | #REF! | #REF! | #REF! | #REF! | #REF! |  | #REF! | #REF! | #REF! | #REF! | #REF! | 0 | 0 | 0 | 0 | 4
[8 empty] | #REF! | #REF! | #REF! | #REF! | #REF! | #REF! |  | #REF! | #REF! | #REF! | #REF! | #REF! | 0 | 0 | 0 | 0 | 4
[8 empty] | #REF! | #REF! | #REF! | #REF! | #REF! | #REF! |  | #REF! | #REF! | #REF! | #REF! | #REF! | 0 | 0 | 0 | 0 | 4
[8 empty] | #REF! | #REF! | #REF! | #REF! | #REF! | #REF! |  | #REF! | #REF! | #REF! | #REF! | #REF! | 0 | 0 | 0 | 0 | 4
[8 empty] | #REF! | #REF! | #REF! | #REF! | #REF! | #REF! |  | #REF! | #REF! | #REF! | #REF! | #REF! | 0 | 0 | 0 | 0 | 4
[8 empty] | #REF! | #REF! | #REF! | #REF! | #REF! | #REF! |  | #REF! | #REF! | #REF! | #REF! | #REF! | 0 | 0 | 0 | 0 | 4
[8 empty] | #REF! | #REF! | #REF! | #REF! | #REF! | #REF! |  | #REF! | #REF! | #REF! | #REF! | #REF! | 0 | 0 | 0 | 0 | 4
[8 empty] | #REF! | #REF! | #REF! | #REF! | #REF! | #REF! |  | #REF! | #REF! | #REF! | #REF! | #REF! | 0 | 0 | 0 | 0 | 4
[8 empty] | #REF! | #REF! | #REF! | #REF! | #REF! | #REF! |  | #REF! | #REF! | #REF! | #REF! | #REF! | 0 | 0 | 0 | 0 | 4
[8 empty] | #REF! | #REF! | #REF! | #REF! | #REF! | #REF! |  | #REF! | #REF! | #REF! | #REF! | #REF! | 0 | 0 | 0 | 0 | 4
[8 empty] | #REF! | #REF! | #REF! | #REF! | #REF! | #REF! |  | #REF! | #REF! | #REF! | #REF! | #REF! | 0 | 0 | 0 | 0 | 4
[8 empty] | #REF! | #REF! | #REF! | #REF! | #REF! | #REF! |  | #REF! | #REF! | #REF! | #REF! | #REF! | 0 | 0 | 0 | 0 | 4
[8 empty] | #REF! | #REF! | #REF! | #REF! | #REF! | #REF! |  | #REF! | #REF! | #REF! | #REF! | #REF! | 0 | 0 | 0 | 0 | 4
[8 empty] | #REF! | #REF! | #REF! | #REF! | #REF! | #REF! |  | #REF! | #REF! | #REF! | #REF! | #REF! | 0 | 0 | 0 | 0 | 4
[8 empty] | #REF! | #REF! | #REF! | #REF! | #REF! | #REF! |  | #REF! | #REF! | #REF! | #REF! | #REF! | 0 | 0 | 0 | 0 | 4
[8 empty] | #REF! | #REF! | #REF! | #REF! | #REF! | #REF! |  | #REF! | #REF! | #REF! | #REF! | #REF! | 0 | 0 | 0 | 0 | 4
[8 empty] | #REF! | #REF! | #REF! | #REF! | #REF! | #REF! |  | #REF! | #REF! | #REF! | #REF! | #REF! | 0 | 0 | 0 | 0 | 4
[8 empty] | #REF! | #REF! | #REF! | #REF! | #REF! | #REF! |  | #REF! | #REF! | #REF! | #REF! | #REF! | 0 | 0 | 0 | 0 | 4
[8 empty] | #REF! | #REF! | #REF! | #REF! | #REF! | #REF! |  | #REF! | #REF! | #REF! | #REF! | #REF! | 0 | 0 | 0 | 0 | 4
[8 empty] | #REF! | #REF! | #REF! | #REF! | #REF! | #REF! |  | #REF! | #REF! | #REF! | #REF! | #REF! | 0 | 0 | 0 | 0 | 4
[8 empty] | #REF! | #REF! | #REF! | #REF! | #REF! | #REF! |  | #REF! | #REF! | #REF! | #REF! | #REF! | 0 | 0 | 0 | 0 | 4
[8 empty] | #REF! | #REF! | #REF! | #REF! | #REF! | #REF! |  | #REF! | #REF! | #REF! | #REF! | #REF! | 0 | 0 | 0 | 0 | 4
[8 empty] | #REF! | #REF! | #REF! | #REF! | #REF! | #REF! |  | #REF! | #REF! | #REF! | #REF! | #REF! | 0 | 0 | 0 | 0 | 4
[8 empty] | #REF! | #REF! | #REF! | #REF! | #REF! | #REF! |  | #REF! | #REF! | #REF! | #REF! | #REF! | 0 | 0 | 0 | 0 | 4
[8 empty] | #REF! | #REF! | #REF! | #REF! | #REF! | #REF! |  | #REF! | #REF! | #REF! | #REF! | #REF! | 0 | 0 | 0 | 0 | 4
[8 empty] | #REF! | #REF! | #REF! | #REF! | #REF! | #REF! |  | #REF! | #REF! | #REF! | #REF! | #REF! | 0 | 0 | 0 | 0 | 4
[8 empty] | #REF! | #REF! | #REF! | #REF! | #REF! | #REF! |  | #REF! | #REF! | #REF! | #REF! | #REF! | 0 | 0 | 0 | 0 | 4
[8 empty] | #REF! | #REF! | #REF! | #REF! | #REF! | #REF! |  | #REF! | #REF! | #REF! | #REF! | #REF! | 0 | 0 | 0 | 0 | 4
[8 empty] | #REF! | #REF! | #REF! | #REF! | #REF! | #REF! |  | #REF! | #REF! | #REF! | #REF! | #REF! | 0 | 0 | 0 | 0 | 4
[8 empty] | #REF! | #REF! | #REF! | #REF! | #REF! | #REF! |  | #REF! | #REF! | #REF! | #REF! | #REF! | 0 | 0 | 0 | 0 | 4
[8 empty] | #REF! | #REF! | #REF! | #REF! | #REF! | #REF! |  | #REF! | #REF! | #REF! | #REF! | #REF! | 0 | 0 | 0 | 0 | 4
[8 empty] | #REF! | #REF! | #REF! | #REF! | #REF! | #REF! |  | #REF! | #REF! | #REF! | #REF! | #REF! | 0 | 0 | 0 | 0 | 4
[8 empty] | #REF! | #REF! | #REF! | #REF! | #REF! | #REF! |  | #REF! | #REF! | #REF! | #REF! | #REF! | 0 | 0 | 0 | 0 | 4
[8 empty] | #REF! | #REF! | #REF! | #REF! | #REF! | #REF! |  | #REF! | #REF! | #REF! | #REF! | #REF! | 0 | 0 | 0 | 0 | 4
[8 empty] | #REF! | #REF! | #REF! | #REF! | #REF! | #REF! |  | #REF! | #REF! | #REF! | #REF! | #REF! | 0 | 0 | 0 | 0 | 4
[8 empty] | #REF! | #REF! | #REF! | #REF! | #REF! | #REF! |  | #REF! | #REF! | #REF! | #REF! | #REF! | 0 | 0 | 0 | 0 | 4
[8 empty] | #REF! | #REF! | #REF! | #REF! | #REF! | #REF! |  | #REF! | #REF! | #REF! | #REF! | #REF! | 0 | 0 | 0 | 0 | 4
[8 empty] | #REF! | #REF! | #REF! | #REF! | #REF! | #REF! |  | #REF! | #REF! | #REF! | #REF! | #REF! | 0 | 0 | 0 | 0 | 4
[8 empty] | #REF! | #REF! | #REF! | #REF! | #REF! | #REF! |  | #REF! | #REF! | #REF! | #REF! | #REF! | 0 | 0 | 0 | 0 | 4
[8 empty] | #REF! | #REF! | #REF! | #REF! | #REF! | #REF! |  | #REF! | #REF! | #REF! | #REF! | #REF! | 0 | 0 | 0 | 0 | 4
[8 empty] | #REF! | #REF! | #REF! | #REF! | #REF! | #REF! |  | #REF! | #REF! | #REF! | #REF! | #REF! | 0 | 0 | 0 | 0 | 4
[8 empty] | #REF! | #REF! | #REF! | #REF! | #REF! | #REF! |  | #REF! | #REF! | #REF! | #REF! | #REF! | 0 | 0 | 0 | 0 | 4
[8 empty] | #REF! | #REF! | #REF! | #REF! | #REF! | #REF! |  | #REF! | #REF! | #REF! | #REF! | #REF! | 0 | 0 | 0 | 0 | 4
[8 empty] | #REF! | #REF! | #REF! | #REF! | #REF! | #REF! |  | #REF! | #REF! | #REF! | #REF! | #REF! | 0 | 0 | 0 | 0 | 4
[8 empty] | #REF! | #REF! | #REF! | #REF! | #REF! | #REF! |  | #REF! | #REF! | #REF! | #REF! | #REF! | 0 | 0 | 0 | 0 | 4
[8 empty] | #REF! | #REF! | #REF! | #REF! | #REF! | #REF! |  | #REF! | #REF! | #REF! | #REF! | #REF! | 0 | 0 | 0 | 0 | 4
[8 empty] | #REF! | #REF! | #REF! | #REF! | #REF! | #REF! |  | #REF! | #REF! | #REF! | #REF! | #REF! | 0 | 0 | 0 | 0 | 4
[8 empty] | #REF! | #REF! | #REF! | #REF! | #REF! | #REF! |  | #REF! | #REF! | #REF! | #REF! | #REF! | 0 | 0 | 0 | 0 | 4
[8 empty] | #REF! | #REF! | #REF! | #REF! | #REF! | #REF! |  | #REF! | #REF! | #REF! | #REF! | #REF! | 0 | 0 | 0 | 0 | 4
[8 empty] | #REF! | #REF! | #REF! | #REF! | #REF! | #REF! |  | #REF! | #REF! | #REF! | #REF! | #REF! | 0 | 0 | 0 | 0 | 4
[8 empty] | #REF! | #REF! | #REF! | #REF! | #REF! | #REF! |  | #REF! | #REF! | #REF! | #REF! | #REF! | 0 | 0 | 0 | 0 | 4
[8 empty] | #REF! | #REF! | #REF! | #REF! | #REF! | #REF! |  | #REF! | #REF! | #REF! | #REF! | #REF! | 0 | 0 | 0 | 0 | 4
[8 empty] | #REF! | #REF! | #REF! | #REF! | #REF! | #REF! |  | #REF! | #REF! | #REF! | #REF! | #REF! | 0 | 0 | 0 | 0 | 4
[8 empty] | #REF! | #REF! | #REF! | #REF! | #REF! | #REF! |  | #REF! | #REF! | #REF! | #REF! | #REF! | 0 | 0 | 0 | 0 | 4
[8 empty] | #REF! | #REF! | #REF! | #REF! | #REF! | #REF! |  | #REF! | #REF! | #REF! | #REF! | #REF! | 0 | 0 | 0 | 0 | 4
[8 empty] | #REF! | #REF! | #REF! | #REF! | #REF! | #REF! |  | #REF! | #REF! | #REF! | #REF! | #REF! | 0 | 0 | 0 | 0 | 4
[8 empty] | #REF! | #REF! | #REF! | #REF! | #REF! | #REF! |  | #REF! | #REF! | #REF! | #REF! | #REF! | 0 | 0 | 0 | 0 | 4
[8 empty] | #REF! | #REF! | #REF! | #REF! | #REF! | #REF! |  | #REF! | #REF! | #REF! | #REF! | #REF! | 0 | 0 | 0 | 0 | 4
[8 empty] | #REF! | #REF!
[8 empty] | #REF! | #REF!
Note on I1: ★ 수식 오류시 드레그 후 순번 재정렬