## 갑지
견 적 서
수신인: | (주)에스앤아이코퍼레이션 |  |  |  | 주 식 회 사 대 양 이 엔 씨 대 표 박 찬 현
공사명: | 2동 1.2라인 차단기교체 |  |  |  | 대전광역시 대덕구 아리랑로 125번길 11
견적일: | 2025년 08월 일 |  |  |  | 전화 : 042-628-8301 /FAX : 042-628-8304
금액: | 사백칠십삼만이천 |  | 원정
NO | 품명 | 규격 | 수량 | 단위 | 금액 | 비고
직접비
| 재료비 |  |  |  | 1026731.58
| 노무비 |  |  |  | 3010232.8
| 기계/기타경비 |  |  |  | 0
| 소계 |  |  |  | 4036964.38
간접비
| 안전관리비 | (재료비+노무비)*3.11% | 1 | 식 | 125549.5922 | 모든공사에 적용
| 산재보험료 | 노무비*3.56% | 1 | 식 | 107164.2877 | 모든공사에 적용
| 고용보험료 | 노무비*1.01% | 1 | 식 | 30403.3513 | 모든공사에 적용
| 국민건강 보험료 | 노무비*3.545% | 1 | 식 | 106712.7528 | 모든공사에 적용
| 국민연금 보험료 | 노무비*4.5% | 1 | 식 | 135460.476 | 모든공사에 적용
| 노인장기요양 보험료 | 국민건강보험료*12.95% | 1 | 식 | 13819.3015 | 모든공사에 적용
| 일반관리비/이윤 | (노무비+간접공사비)*5% | 1 | 식 | 176467.1281
| 소계 |  |  |  | 695576.8895
4732541.2695
| 합계(단수조정) |  |  |  | 4732000
| VAT별도 |  |  |  | 5205200

## Upload
구분 | 표준단가 | 표준품셈 | 물가정보 | 노임단가 | 수량
0
M045041310290101 |  |  | M045041310290101 |  | 26
E00000807041230103 |  | E00000807041230103 |  |  | 26
M045041310330101 |  |  | M045041310330101 |  | 4
E00000807041210103 |  | E00000807041210103 |  |  | 4
E00000808475170103 |  | E00000808475170103 |  |  | 8
E00000807021220301 |  | E00000807021220301 |  |  | 32
M045330711190101 |  |  | M045330711190101 |  | 8
E00000807041290102 |  | E00000807041290102 |  |  | 8
M045330710020101 |  |  | M045330710020101 |  | 48
E00000807041290101 |  | E00000807041290101 |  |  | 48
0
0
0
0
0
0
0
0
0
0
0
0
0
0
0
0
0
0
0
0
0
0
0
0
0
0
0
0
0
0
0
0
0
0
0
0
0
0
0
0
0
0
0
0
0
0
0
0
0
0
0
0
0
0
0
0
0
0
0
0
0
0
0
0
0
0
0
0
0
0
0
0
0
0

## 내역서_작업
[7 empty] | ▼낙찰율 |  | ▼낙찰율 |  | ▼낙찰율 |  | ▼낙찰율 |  | ▼할증율
공사명: |  | 2동 1.2라인 차단기교체 |  |  |  |  | 83% |  | 40% |  | 60% |  | 60% |  | 100% | 기본
표준 Code |  | 주요내역 |  | 단위 | 수량 | 재료비 |  | 노무비 |  | 기계경비 |  | 기타경비(부자재비) |  | 합계 | 비고
|  | 품목 | 규격 |  |  | 단가 | 금액 | 단가 | 금액 | 단가 | 금액 | 단가 | 금액 |  | 할증율(%) | 기준
M045041310290101 | 절연난연PVC시스케이블(FW-CV, | FW-CV케이블 | 0.6/1KV 1C 6㎟ 세대1라인11.5M 세대2라인11.5M | m | 26 | 1315 | 28377.7 |  | 0 |  |  |  |  | 28377.7
E00000807041230103 | KIV | 제어용 케이블 설치 | 1C 6.0㎟ | (m 당) | 26 |  | 0 | 3845 | 39988 |  |  |  |  | 39988
M045041310330101 | 절연난연PVC시스케이블(FW-CV, | FW-CV케이블 | 0.6/1KV 1C 35㎟ 세대1라인2M 세대2라인2M | m | 4 | 6699 | 22240.68 |  | 0 |  |  |  |  | 22240.68
E00000807041210103 | KIV | 전력케이블 구내설치 (PVC 및 고무절연외장 케이블) | 600V 38㎟이하×1C | (m 당) | 4 |  | 0 | 10648 | 17036.8 |  |  |  |  | 17036.8
M045041310650101 | 케이블 | FW-CV케이블 | 0.6/1KV 3C 10㎟ | m |  | 6248 | 0 |  | 0 |  |  |  |  | 0
E00000807041230115 | 케이블 | 제어용 케이블 설치 | 3C 10㎟이하 | (m 당) |  |  | 0 | 10648 | 0 |  |  |  |  | 0
M045041310660101 | 케이블 | FW-CV케이블 | 0.6/1KV 3C 16㎟ | m |  | 9751 | 0 |  | 0 |  |  |  |  | 0
E00000807041210101 | 케이블 | 전력케이블 구내설치 (PVC 및 고무절연외장 케이블) | 600V 16㎟이하×1C | (m 당) |  |  | 0 | 6803 | 0 |  |  |  |  | 0 | 200% | 3P할증200%
M045041310670101 | 케이블 | FW-CV케이블 | 0.6/1KV 3C 25㎟ | m |  | 15157 | 0 |  | 0 |  |  |  |  | 0
E00000807041210102 | 케이블 | 전력케이블 구내설치 (PVC 및 고무절연외장 케이블) | 600V 25㎟이하×1C | (m 당) |  |  | 0 | 8873 | 0 |  |  |  |  | 0 | 200% | 3P할증200%
M045041310680101 | 케이블 | FW-CV케이블 | 0.6/1KV 3C 35㎟ | m |  | 20157 | 0 |  | 0 |  |  |  |  | 0
E00000807041210103 | 케이블 | 전력케이블 구내설치 (PVC 및 고무절연외장 케이블) | 600V 38㎟이하×1C | (m 당) |  |  | 0 | 10648 | 0 |  |  |  |  | 0 | 200% | 3P할증200%
M045041310690101 | 케이블 | FW-CV케이블 | 0.6/1KV 3C 50㎟ | m |  | 27428 | 0 |  | 0 |  |  |  |  | 0
E00000807041210104 | 케이블 | 전력케이블 구내설치 (PVC 및 고무절연외장 케이블) | 600V 50㎟이하×1C | (m 당) |  |  | 0 | 12718 | 0 |  |  |  |  | 0
M045041310780101 | 케이블 | FW-CV케이블 | 0.6/1KV 4C 2.5㎟ | m |  | 2513 | 0 |  | 0 |  |  |  |  | 0
E00000807041230116 | 케이블 | 제어용 케이블 설치 | 4C 2.5㎟ | (m 당) |  |  | 0 | 7690 | 0 |  |  |  |  | 0
M045041310790101 | 케이블 | FW-CV케이블 | 0.6/1KV 4C 4㎟ | m |  | 3604 | 0 |  | 0 |  |  |  |  | 0
E00000807041230117 | 케이블 | 제어용 케이블 설치 | 4C 4.0㎟ | (m 당) |  |  | 0 | 8577 | 0 |  |  |  |  | 0
M045041310800101 | 케이블 | FW-CV케이블 | 0.6/1KV 4C 6㎟ | m |  | 5058 | 0 |  | 0 |  |  |  |  | 0
E00000807041230118 | 케이블 | 제어용 케이블 설치 | 4C 6.0㎟ | (m 당) |  |  | 0 | 10056 | 0 |  |  |  |  | 0
M045041310810101 | 케이블 | FW-CV케이블 | 0.6/1KV 4C 10㎟ | m |  | 8027 | 0 |  | 0 |  |  |  |  | 0
E00000807041230120 | 케이블 | 제어용 케이블 설치 | 4C 10㎟이하 | (m 당) |  |  | 0 | 14493 | 0 |  |  |  |  | 0
M045041310820101 | 케이블 | FW-CV케이블 | 0.6/1KV 4C 16㎟ | m |  | 12911 | 0 |  | 0 |  |  |  |  | 0
E00000807041210101 | 케이블 | 전력케이블 구내설치 (PVC 및 고무절연외장 케이블) | 600V 16㎟이하×1C | (m 당) |  |  | 0 | 6803 | 0 |  |  |  |  | 0 | 260% | 4P할증260%
M045041310830101 | 케이블 | FW-CV케이블 | 0.6/1KV 4C 25㎟ | m |  | 19933 | 0 |  | 0 |  |  |  |  | 0
E00000807041210102 | 케이블 | 전력케이블 구내설치 (PVC 및 고무절연외장 케이블) | 600V 25㎟이하×1C | (m 당) |  |  | 0 | 8873 | 0 |  |  |  |  | 0 | 260% | 4P할증260%
M045041310840101 | 케이블 | FW-CV케이블 | 0.6/1KV 4C 35㎟ | m |  | 26616 | 0 |  | 0 |  |  |  |  | 0
E00000807041210103 | 케이블 | 전력케이블 구내설치 (PVC 및 고무절연외장 케이블) | 600V 38㎟이하×1C | (m 당) |  |  | 0 | 10648 | 0 |  |  |  |  | 0 | 260% | 4P할증260%
M045041310850101 | 케이블 | FW-CV케이블 | 0.6/1KV 4C 50㎟ | m |  | 36649 | 0 |  | 0 |  |  |  |  | 0
E00000807041210104 | 케이블 | 전력케이블 구내설치 (PVC 및 고무절연외장 케이블) | 600V 50㎟이하×1C | (m 당) |  |  | 0 | 12718 | 0 |  |  |  |  | 0 | 260% | 4P할증260%
M045041310860101 | 케이블 | FW-CV케이블 | 0.6/1KV 4C 70㎟ | m |  | 51491 | 0 |  | 0 |  |  |  |  | 0
E00000807041210106 | 케이블 | 전력케이블 구내설치 (PVC 및 고무절연외장 케이블) | 600V 70㎟이하×1C | (m 당) |  |  | 0 | 16859 | 0 |  |  |  |  | 0 | 260% | 4P할증260%
M045041310320101 | 케이블 | FW-CV케이블 | 0.6/1KV 1C 25㎟ | m |  | 4909 | 0 |  | 0 |  |  |  |  | 0
E00000807041210102 | 케이블 | 전력케이블 구내설치 (PVC 및 고무절연외장 케이블) | 600V 25㎟이하×1C | (m 당) |  |  | 0 | 8873 | 0 |  |  |  |  | 0
M045041310330101 | 케이블 | FW-CV케이블 | 0.6/1KV 1C 35㎟ | m |  | 6699 | 0 |  | 0 |  |  |  |  | 0
E00000807041210103 | 케이블 | 전력케이블 구내설치 (PVC 및 고무절연외장 케이블) | 600V 38㎟이하×1C | (m 당) |  |  | 0 | 10648 | 0 |  |  |  |  | 0
M045041310340101 | 케이블 | FW-CV케이블 | 0.6/1KV 1C 50㎟ | m |  | 8955 | 0 |  | 0 |  |  |  |  | 0
E00000807041210104 | 케이블 | 전력케이블 구내설치 (PVC 및 고무절연외장 케이블) | 600V 50㎟이하×1C | (m 당) |  |  | 0 | 12718 | 0 |  |  |  |  | 0
M045041310350101 | 케이블 | FW-CV케이블 | 0.6/1KV 1C 70㎟ | m |  | 12487 | 0 |  | 0 |  |  |  |  | 0
E00000807041210106 | 케이블 | 전력케이블 구내설치 (PVC 및 고무절연외장 케이블) | 600V 70㎟이하×1C | (m 당) |  |  | 0 | 16859 | 0 |  |  |  |  | 0
M045041310360101 | 케이블 | FW-CV케이블 | 0.6/1KV 1C 95㎟ | m |  | 17274 | 0 |  | 0 |  |  |  |  | 0
E00000807041210108 | 케이블 | 전력케이블 구내설치 (PVC 및 고무절연외장 케이블) | 600V 100㎟이하×1C | (m 당) |  |  | 0 | 21000 | 0 |  |  |  |  | 0
M045041310370101 | 케이블 | FW-CV케이블 | 0.6/1KV 1C 120㎟ | m |  | 21382 | 0 |  | 0 |  |  |  |  | 0
E00000807041210109 | 케이블 | 전력케이블 구내설치 (PVC 및 고무절연외장 케이블) | 600V 125㎟이하×1C | (m 당) |  |  | 0 | 24845 | 0 |  |  |  |  | 0
M045041310380101 | 케이블 | FW-CV케이블 | 0.6/1KV 1C 150㎟ | m |  | 26350 | 0 |  | 0 |  |  |  |  | 0
E00000807041210110 | 케이블 | 전력케이블 구내설치 (PVC 및 고무절연외장 케이블) | 600V 150㎟이하×1C | (m 당) |  |  | 0 | 28691 | 0 |  |  |  |  | 0
M045041310390101 | 케이블 | FW-CV케이블 | 0.6/1KV 1C 185㎟ | m |  | 32604 | 0 |  | 0 |  |  |  |  | 0
E00000807041210111 | 케이블 | 전력케이블 구내설치 (PVC 및 고무절연외장 케이블) | 600V 185㎟이하×1C | (m 당) |  |  | 0 | 31944 | 0 |  |  |  |  | 0
M045041310400101 | 케이블 | FW-CV케이블 | 0.6/1KV 1C 240㎟ | m |  | 42018 | 0 |  | 0 |  |  |  |  | 0
E00000807041210113 | 케이블 | 전력케이블 구내설치 (PVC 및 고무절연외장 케이블) | 600V 240㎟이하×1C | (m 당) |  |  | 0 | 40226 | 0 |  |  |  |  | 0
M045041310410101 | 케이블 | FW-CV케이블 | 0.6/1KV 1C 300㎟ | m |  | 53495 | 0 |  | 0 |  |  |  |  | 0
E00000807041210115 | 케이블 | 전력케이블 구내설치 (PVC 및 고무절연외장 케이블) | 600V 300㎟이하×1C | (m 당) |  |  | 0 | 47029 | 0 |  |  |  |  | 0
M045011410010101 | KIV | 450/700 KIV | 1.5㎟ | m |  | 348 | 0 |  | 0 |  |  |  |  | 0
E00000807041230101 | KIV | 제어용 케이블 설치 | 1C 2.5㎟ | (m 당) |  |  | 0 | 2957 | 0 |  |  |  |  | 0
M045011410020101 | KIV | 450/700 KIV | 2.5㎟ | m |  | 557 | 0 |  | 0 |  |  |  |  | 0
E00000807041230101 | KIV | 제어용 케이블 설치 | 1C 2.5㎟ | (m 당) |  |  | 0 | 2957 | 0 |  |  |  |  | 0
M045011410030101 | KIV | 450/700 KIV | 4㎟ | m |  | 861 | 0 |  | 0 |  |  |  |  | 0
E00000807041230102 | KIV | 제어용 케이블 설치 | 1C 4.0㎟ | (m 당) |  |  | 0 | 3253 | 0 |  |  |  |  | 0
M045011410040101 | KIV | 450/700 KIV | 6㎟ | m |  | 1275 | 0 |  | 0 |  |  |  |  | 0
M045011410050101 | KIV | 450/700 KIV | 10㎟ | m |  | 2157 | 0 |  | 0 |  |  |  |  | 0
E00000807041230105 | KIV | 제어용 케이블 설치 | 1C 10㎟이하 | (m 당) |  |  | 0 | 5324 | 0 |  |  |  |  | 0
M045011410060101 | KIV | 450/700 KIV | 16㎟ | m |  | 3356 | 0 |  | 0 |  |  |  |  | 0
E00000807041210101 | KIV | 전력케이블 구내설치 (PVC 및 고무절연외장 케이블) | 600V 16㎟이하×1C | (m 당) |  |  | 0 | 6803 | 0 |  |  |  |  | 0
M045011410070101 | KIV | 450/700 KIV | 25㎟ | m |  | 5218 | 0 |  | 0 |  |  |  |  | 0
E00000807041210102 | KIV | 전력케이블 구내설치 (PVC 및 고무절연외장 케이블) | 600V 25㎟이하×1C | (m 당) |  |  | 0 | 8873 | 0 |  |  |  |  | 0
M045011410090101 | KIV | 450/700 KIV | 50㎟ | m |  | 10383 | 0 |  | 0 |  |  |  |  | 0
E00000807041210104 | KIV | 전력케이블 구내설치 (PVC 및 고무절연외장 케이블) | 600V 50㎟이하×1C | (m 당) |  |  | 0 | 12718 | 0 |  |  |  |  | 0
M045011410100101 | KIV | 450/700 KIV | 70㎟ | m |  | 14476 | 0 |  | 0 |  |  |  |  | 0
E00000807041210106 | KIV | 전력케이블 구내설치 (PVC 및 고무절연외장 케이블) | 600V 70㎟이하×1C | (m 당) |  |  | 0 | 16859 | 0 |  |  |  |  | 0
M045011410110101 | KIV | 450/700 KIV | 95㎟ | m |  | 20906 | 0 |  | 0 |  |  |  |  | 0
E00000807041210108 | KIV블 | 전력케이블 구내설치 (PVC 및 고무절연외장 케이블) | 600V 100㎟이하×1C | (m 당) |  |  | 0 | 21000 | 0 |  |  |  |  | 0
M045011410120101 | KIV | 450/700 KIV | 120㎟ | m |  | 26528 | 0 |  | 0 |  |  |  |  | 0
E00000807041210109 | KIV | 전력케이블 구내설치 (PVC 및 고무절연외장 케이블) | 600V 125㎟이하×1C | (m 당) |  |  | 0 | 24845 | 0 |  |  |  |  | 0
M045011410130101 | KIV블 | 450/700 KIV | 150㎟ | m |  | 33204 | 0 |  | 0 |  |  |  |  | 0
E00000807041210110 | KIV | 전력케이블 구내설치 (PVC 및 고무절연외장 케이블) | 600V 150㎟이하×1C | (m 당) |  |  | 0 | 28691 | 0 |  |  |  |  | 0
M045011410140101 | KIV | 450/700 KIV | 185㎟ | m |  | 44272 | 0 |  | 0 |  |  |  |  | 0
E00000807041210111 | KIV | 전력케이블 구내설치 (PVC 및 고무절연외장 케이블) | 600V 185㎟이하×1C | (m 당) |  |  | 0 | 31944 | 0 |  |  |  |  | 0
M045011410150101 | KIV | 450/700 KIV | 240㎟ | m |  | 53934 | 0 |  | 0 |  |  |  |  | 0
E00000807041210113 | KIV | 전력케이블 구내설치 (PVC 및 고무절연외장 케이블) | 600V 240㎟이하×1C | (m 당) |  |  | 0 | 40226 | 0 |  |  |  |  | 0
M045010810020102 | VCT | VCT | 1.5㎟, 3심 | m |  | 1515 | 0 |  | 0 |  |  |  |  | 0
E00000807041230111 | VCT | 제어용 케이블 설치 | 3C 2.5㎟ | (m 당) |  |  | 0 | 5619 | 0 |  |  |  |  | 0
M045010810030102 | VCT | VCT | 2.5㎟, 3심 | m |  | 2324 | 0 |  | 0 |  |  |  |  | 0
E00000807041230111 | VCT | 제어용 케이블 설치 | 3C 2.5㎟ | (m 당) |  |  | 0 | 5619 | 0 |  |  |  |  | 0
M045010810040102 | VCT | VCT | 4㎟, 3심 | m |  | 3442 | 0 |  | 0 |  |  |  |  | 0
E00000807041230112 | VCT | 제어용 케이블 설치 | 3C 4.0㎟ | (m 당) |  |  | 0 | 6507 | 0 |  |  |  |  | 0
M045010810030103 | VCT | VCT | 2.5㎟, 4심 | m |  | 2966 | 0 |  | 0 |  |  |  |  | 0
E00000807041230107 | VCT | 제어용 케이블 설치 | 2C 4.0㎟ | (m 당) |  |  | 0 | 4732 | 0 |  |  |  |  | 0
M045010810040103 | VCT | VCT | 4㎟, 4심 | m |  | 4481 | 0 |  | 0 |  |  |  |  | 0
E00000807041230117 | VCT | 제어용 케이블 설치 | 4C 4.0㎟ | (m 당) |  |  | 0 | 8577 | 0 |  |  |  |  | 0
M045010810050103 | VCT | VCT | 6㎟, 4심 | m |  | 6344 | 0 |  | 0 |  |  |  |  | 0
E00000807041230118 | VCT | 제어용 케이블 설치 | 4C 6.0㎟ | (m 당) |  |  | 0 | 10056 | 0 |  |  |  |  | 0
M045013610030101 | VCT | VCT | 2.5㎟, 10심 | m |  | 6464 | 0 |  | 0 |  |  |  |  | 0
E00000807041230141 | VCT | 제어용 케이블 설치 | 10C 2.5㎟ | (m 당) |  |  | 0 | 14197 | 0 |  |  |  |  | 0
M045013610040101 | VCT | VCT | 4㎟, 10심 | m |  | 9997 | 0 |  | 0 |  |  |  |  | 0
E00000807041230142 | VCT | 제어용 케이블 설치 | 10C 4.0㎟ | (m 당) |  |  | 0 | 15380 | 0 |  |  |  |  | 0
M045013610050101 | VCT | VCT | 6㎟, 10심 | m |  | 14598 | 0 |  | 0 |  |  |  |  | 0
E00000807041230143 | VCT | 제어용 케이블 설치 | 10C 6.0㎟ | (m 당) |  |  | 0 | 17451 | 0 |  |  |  |  | 0
M045010810030105 | VCT | VCT | 2.5㎟, 6심 | m |  | 4057 | 0 |  | 0 |  |  |  |  | 0
E00000807041230126 | VCT | 제어용 케이블 설치 | 6C 2.5㎟ | (m 당) |  |  | 0 | 10352 | 0 |  |  |  |  | 0
M045010810040105 | VCT블 | VCT | 4㎟, 6심 | m |  | 6270 | 0 |  | 0 |  |  |  |  | 0
E00000807041230127 | VCT | 제어용 케이블 설치 | 6C 4.0㎟ | (m 당) |  |  | 0 | 11239 | 0 |  |  |  |  | 0
M045010810050105 | VCT | VCT | 6㎟, 6심 | m |  | 9045 | 0 |  | 0 |  |  |  |  | 0
E00000807041230128 | VCT | 제어용 케이블 설치 | 6C 6.0㎟ | (m 당) |  |  | 0 | 13014 | 0 |  |  |  |  | 0
M045010810060105 | VCT | VCT | 10㎟, 6심 | m |  | 14812 | 0 |  | 0 |  |  |  |  | 0
E00000807041230130 | VCT | 제어용 케이블 설치 | 6C 10㎟이하 | (m 당) |  |  | 0 | 18634 | 0 |  |  |  |  | 0
M045873021620101 | 제어케이블 | 0.6/1kV FR-CVV-SB | 3C, 1.5SQ | m |  | 2303 | 0 |  | 0 |  |  |  |  | 0
E00000807041230111 | 제어케이블 | 제어용 케이블 설치 | 3C 2.5㎟ | (m 당) |  |  | 0 | 5619 | 0 |  |  |  |  | 0
M045873022010101 | 제어케이블 | 0.6/1kV FR-CVV-SB | 3C, 2.5SQ | m |  | 2605 | 0 |  | 0 |  |  |  |  | 0
E00000807041230111 | 제어케이블 | 제어용 케이블 설치 | 3C 2.5㎟ | (m 당) |  |  | 0 | 5619 | 0 |  |  |  |  | 0
M045873022400101 | 제어케이블 | 0.6/1kV FR-CVV-SB | 3C, 4SQ | m |  | 3661 | 0 |  | 0 |  |  |  |  | 0
E00000807041230112 | 제어케이블 | 제어용 케이블 설치 | 3C 4.0㎟ | (m 당) |  |  | 0 | 6507 | 0 |  |  |  |  | 0
M045873021630101 | 제어케이블 | 0.6/1kV FR-CVV-SB | 4C, 1.5SQ | m |  | 2816 | 0 |  | 0 |  |  |  |  | 0
E00000807041230116 | 제어케이블 | 제어용 케이블 설치 | 4C 2.5㎟ | (m 당) |  |  | 0 | 7690 | 0 |  |  |  |  | 0
M045873022020101 | 제어케이블 | 0.6/1kV FR-CVV-SB | 4C, 2.5SQ | m |  | 3254 | 0 |  | 0 |  |  |  |  | 0
E00000807041230116 | 제어케이블 | 제어용 케이블 설치 | 4C 2.5㎟ | (m 당) |  |  | 0 | 7690 | 0 |  |  |  |  | 0
M045873021610101 | 제어케이블 | 0.6/1kV FR-CVV-SB | 2C, 1.5SQ | m |  | 1864 | 0 |  | 0 |  |  |  |  | 0
E00000807041230106 | 제어케이블 | 제어용 케이블 설치 | 2C 2.5㎟ | (m 당) |  |  | 0 | 4140 | 0 |  |  |  |  | 0
M045873022000101 | 제어케이블 | 0.6/1kV FR-CVV-SB | 2C, 2.5SQ | m |  | 2024 | 0 |  | 0 |  |  |  |  | 0
E00000807041230106 | 제어케이블 | 제어용 케이블 설치 | 2C 2.5㎟ | (m 당) |  |  | 0 | 4140 | 0 |  |  |  |  | 0
M045873022390101 | 제어케이블 | 0.6/1kV FR-CVV-SB | 2C, 4SQ | m |  | 2697 | 0 |  | 0 |  |  |  |  | 0
E00000807041230107 | 제어케이블 | 제어용 케이블 설치 | 2C 4.0㎟ | (m 당) |  |  | 0 | 4732 | 0 |  |  |  |  | 0
M045162910540101 | UTP | LAN케이블 및 접속자재 | PUC5504IG, UTP Cat.5E 4P | m |  | 1100 | 0 |  | 0 |  |  |  |  | 0
E00000808375090101 | UTP | 꼬임케이블 포설 | UTP, STP, FTP(구내) 4Pr | (10m당) |  |  | 0 | 62241 | 0 |  |  |  |  | 0
M045162910560101 | UTP | LAN케이블 및 접속자재 | PUC6004BU, UTP Cat.6 4P | m |  | 1860 | 0 |  | 0 |  |  |  |  | 0
E00000808375090101 | UTP | 꼬임케이블 포설 | UTP, STP, FTP(구내) 4Pr | (10m당) |  |  | 0 | 62241 | 0 |  |  |  |  | 0
M045162910570101 | UTP | LAN케이블 및 접속자재 | PUC6X04BU, 10G UTP Cat.6A 4P | m |  | 2800 | 0 |  | 0 |  |  |  |  | 0
E00000808375090101 | UTP | 꼬임케이블 포설 | UTP, STP, FTP(구내) 4Pr | (10m당) |  |  | 0 | 62241 | 0 |  |  |  |  | 0
M045162910650101 | UTP | LAN케이블 및 접속자재 | CJ5E88T, Modular Jack Cat.5e | 개 |  | 19000 | 0 | [6 empty] | 0
M045162910660101 | UTP | LAN케이블 및 접속자재 | CJ688T, Modular Jack Cat.6 | 개 |  | 22000 | 0 | [6 empty] | 0
M045162910670101 | UTP | LAN케이블 및 접속자재 | CJ6X88T, 10G Modular Jack Cat.6A | 개 |  | 35000 | 0 | [6 empty] | 0
E00000808375100103 | UTP | 커넥터 및 Jack 접속 | Modular(Outlet) | (10개당) |  |  |  | 74837 | 0 |  |  |  |  | 0
M045012310040101 | HFIX | HFIX | 2.5SQ | m |  | 713 | 0 |  | 0 |  |  |  |  | 0
E00000807041230101 | HFIX | 제어용 케이블 설치 | 1C 2.5㎟ | (m 당) |  |  | 0 | 2957 | 0 |  |  |  |  | 0
M045012310050101 | HFIX | HFIX | 4SQ | m |  | 1171 | 0 |  | 0 |  |  |  |  | 0
E00000807041230102 | HFIX | 제어용 케이블 설치 | 1C 4.0㎟ | (m 당) |  |  | 0 | 3253 | 0 |  |  |  |  | 0
E00000808475170101 | 단자 | 전력케이블 단말처리 (3) | 600V, 16㎟이하 1C | (개소당) |  | 3236 | 0 | 107885 | 0 |  |  |  |  | 0
E00000808475170102 | 단자 | 전력케이블 단말처리 (3) | 600V, 25㎟이하 1C | (개소당) |  | 3983 | 0 | 132782 | 0 |  |  |  |  | 0
E00000808475170103 | 단자 | 전력케이블 단말처리 (3) | 600V, 35㎟이하 1C 전기계량기함 메인차단기 압착처리 | (개소당) | 8 | 4605 | 30577.2 | 153529 | 491292.8 |  |  |  |  | 521870
E00000808475170104 | 단자 | 전력케이블 단말처리 (3) | 600V, 50㎟이하 1C | (개소당) |  | 5103 | 0 | 170127 | 0 |  |  |  |  | 0
E00000808475170105 | 단자 | 전력케이블 단말처리 (3) | 600V, 70㎟이하 1C | (개소당) |  | 5975 | 0 | 199173 | 0 |  |  |  |  | 0
E00000808475170106 | 단자 | 전력케이블 단말처리 (3) | 600V, 95㎟이하 1C | (개소당) |  | 6597 | 0 | 219920 | 0 |  |  |  |  | 0
E00000808475170107 | 단자 | 전력케이블 단말처리 (3) | 600V, 120㎟이하 1C | (개소당) |  | 7468 | 0 | 248966 | 0 |  |  |  |  | 0
E00000808475170108 | 단자 | 전력케이블 단말처리 (3) | 600V, 185㎟이하 1C | (개소당) |  | 8589 | 0 | 286311 | 0 |  |  |  |  | 0
E00000808475170109 | 단자 | 전력케이블 단말처리 (3) | 600V, 240㎟이하 1C | (개소당) |  | 10083 | 0 | 336104 | 0 |  |  |  |  | 0
E00000808475170201 | 단자 | 전력케이블 단말처리 (3) | 600V, 300㎟이하 1C | (개소당) |  | 11203 | 0 | 373449 | 0 |  |  |  |  | 0
E00000808475160303 | 단자 | 통신용 전력케이블 직선접속 (3) | 600V, 16㎟이하 3C | (개소당) |  | 3236 | 0 | 107885 | 0 |  |  |  |  | 0
E00000808475160304 | 단자 | 통신용 전력케이블 직선접속 (3) | 600V, 25㎟이하 3C | (개소당) |  | 4232 | 0 | 141080 | 0 |  |  |  |  | 0
E00000808475160305 | 단자 | 통신용 전력케이블 직선접속 (3) | 600V, 35㎟이하 3C | (개소당) |  | 4481 | 0 | 149379 | 0 |  |  |  |  | 0
E00000808475160306 | 단자 | 통신용 전력케이블 직선접속 (3) | 600V, 50㎟이하 3C | (개소당) |  | 5103 | 0 | 170127 | 0 |  |  |  |  | 0
E00000808475160307 | 단자 | 통신용 전력케이블 직선접속 (3) | 600V, 70㎟이하 3C | (개소당) |  | 5850 | 0 | 195023 | 0 |  |  |  |  | 0
E00000808475160401 | 단자 | 통신용 전력케이블 직선접속 (4) | 600V, 16㎟이하 4C | (개소당) |  | 3858 | 0 | 128632 | 0 |  |  |  |  | 0
E00000808475160402 | 단자 | 통신용 전력케이블 직선접속 (4) | 600V, 25㎟이하 4C | (개소당) |  | 5103 | 0 | 170127 | 0 |  |  |  |  | 0
E00000808475160403 | 단자 | 통신용 전력케이블 직선접속 (4) | 600V, 35㎟이하 4C | (개소당) |  | 5352 | 0 | 178425 | 0 |  |  |  |  | 0
E00000808475160404 | 단자 | 통신용 전력케이블 직선접속 (4) | 600V, 50㎟이하 4C | (개소당) |  | 6099 | 0 | 203322 | 0 |  |  |  |  | 0
E00000808475160405 | 단자 | 통신용 전력케이블 직선접속 (4) | 600V, 70㎟이하 4C | (개소당) |  | 7095 | 0 | 236518 | 0 |  |  |  |  | 0
E00000807021220301 | 단자 | 단자처리 | 1층 전기계량기함 압착처리 | (개소당) | 32 |  | 0 | 50457 | 645849.6 |  |  |  |  | 645849.6
M045268010010101 | 케이블트레이 | 스트레이트 | 케이블트레이 사다리형(LADDER TRAY), 용융아연도금, 100×100×t2.3㎜ | m |  | 18650 | 0 |  | 0 |  |  |  |  | 0
E00000807041180101 | 케이블트레이 | 철재 | 10,000㎟이하 | (m 당) |  |  | 0 | 48645 | 0 |  |  |  |  | 0
M045268010020101 | 케이블트레이 | 스트레이트 | 케이블트레이 사다리형(LADDER TRAY), 용융아연도금, 150×100×t2.3㎜ | m |  | 19690 | 0 |  | 0 |  |  |  |  | 0
E00000807041180102 | 케이블트레이 | 철재 | 30,000㎟이하 | (m 당) |  |  | 0 | 62157 | 0 |  |  |  |  | 0
M045268010030101 | 케이블트레이 | 스트레이트 | 케이블트레이 사다리형(LADDER TRAY), 용융아연도금, 200×100×t2.3㎜ | m |  | 20380 | 0 |  | 0 |  |  |  |  | 0
E00000807041180102 | 케이블트레이 | 철재 | 30,000㎟이하 | (m 당) |  |  | 0 | 62157 | 0 |  |  |  |  | 0
M045268010040101 | 케이블트레이 | 스트레이트 | 케이블트레이 사다리형(LADDER TRAY), 용융아연도금, 300×100×t2.3㎜ | m |  | 22950 | 0 |  | 0 |  |  |  |  | 0
E00000807041180102 | 케이블트레이 | 철재 | 30,000㎟이하 | (m 당) |  |  | 0 | 62157 | 0 |  |  |  |  | 0
M045268010050101 | 케이블트레이 | 스트레이트 | 케이블트레이 사다리형(LADDER TRAY), 용융아연도금, 400×100×t2.3㎜ | m |  | 26610 | 0 |  | 0 |  |  |  |  | 0
E00000807041180103 | 케이블트레이 | 철재 | 50,000㎟이하 | (m 당) |  |  | 0 | 81075 | 0 |  |  |  |  | 0
M045268010060101 | 케이블트레이 | 스트레이트 | 케이블트레이 사다리형(LADDER TRAY), 용융아연도금, 500×100×t2.3㎜ | m |  | 28680 | 0 |  | 0 |  |  |  |  | 0
E00000807041180103 | 케이블트레이 | 철재 | 50,000㎟이하 | (m 당) |  |  | 0 | 81075 | 0 |  |  |  |  | 0
M045268010070101 | 케이블트레이 | 스트레이트 | 케이블트레이 사다리형(LADDER TRAY), 용융아연도금, 600×100×t2.3㎜ | m |  | 30830 | 0 |  | 0 |  |  |  |  | 0
E00000807041180104 | 케이블트레이 | 철재 | 60,000㎟이하 | (m 당) |  |  | 0 | 97290 | 0 |  |  |  |  | 0
M045268010080101 | 케이블트레이 | 스트레이트 | 케이블트레이 사다리형(LADDER TRAY), 용융아연도금, 700×100×t2.3㎜ | m |  | 33420 | 0 |  | 0 |  |  |  |  | 0
E00000807041180105 | 케이블트레이 | 철재 | 80,000㎟이하 | (m 당) |  |  | 0 | 129720 | 0 |  |  |  |  | 0
M045268010090101 | 케이블트레이 | 스트레이트 | 케이블트레이 사다리형(LADDER TRAY), 용융아연도금, 800×100×t2.3㎜ | m |  | 35310 | 0 |  | 0 |  |  |  |  | 0
E00000807041180105 | 케이블트레이 | 철재 | 80,000㎟이하 | (m 당) |  |  | 0 | 129720 | 0 |  |  |  |  | 0
M045268010100101 | 케이블트레이 | 스트레이트 | 케이블트레이 사다리형(LADDER TRAY), 용융아연도금, 900×100×t2.3㎜ | m |  | 36430 | 0 |  | 0 |  |  |  |  | 0
E00000807041180106 | 케이블트레이 | 철재 | 90,000㎟이하 | (m 당) |  |  | 0 | 145935 | 0 |  |  |  |  | 0
M045268010110101 | 케이블트레이 | 스트레이트 | 케이블트레이 사다리형(LADDER TRAY), 용융아연도금, 1,000×100×t2.3㎜ | m |  | 38420 | 0 |  | 0 |  |  |  |  | 0
E00000807041180107 | 케이블트레이 | 철재 | 120,000㎟이하 | (m 당) |  |  | 0 | 194580 | 0 |  |  |  |  | 0
M045268010450101 | 케이블트레이 | 수평엘보90도 | 케이블트레이부속품 사다리형(LADDER TRAY), 용융아연도금, 100×100×t2.3㎜ | 개 |  | 28060 | 0 |  | 0 |  |  |  |  | 0
E00000807041180101 | 케이블트레이 | 철재 | 10,000㎟이하 | (m 당) |  |  | 0 | 48645 | 0 |  |  |  |  | 0
M045268010460101 | 케이블트레이 | 수평엘보90도 | 케이블트레이부속품 사다리형(LADDER TRAY), 용융아연도금, 150×100×t2.3㎜ | 개 |  | 29140 | 0 |  | 0 |  |  |  |  | 0
E00000807041180102 | 케이블트레이 | 철재 | 30,000㎟이하 | (m 당) |  |  | 0 | 62157 | 0 |  |  |  |  | 0
M045268010470101 | 케이블트레이 | 수평엘보90도 | 케이블트레이부속품 사다리형(LADDER TRAY), 용융아연도금, 200×100×t2.3㎜ | 개 |  | 31870 | 0 |  | 0 |  |  |  |  | 0
E00000807041180102 | 케이블트레이 | 철재 | 30,000㎟이하 | (m 당) |  |  | 0 | 62157 | 0 |  |  |  |  | 0
M045268010480101 | 케이블트레이 | 수평엘보90도 | 케이블트레이부속품 사다리형(LADDER TRAY), 용융아연도금, 300×100×t2.3㎜ | 개 |  | 37550 | 0 |  | 0 |  |  |  |  | 0
E00000807041180102 | 케이블트레이 | 철재 | 30,000㎟이하 | (m 당) |  |  | 0 | 62157 | 0 |  |  |  |  | 0
M045268010490101 | 케이블트레이 | 수평엘보90도 | 케이블트레이부속품 사다리형(LADDER TRAY), 용융아연도금, 400×100×t2.3㎜ | 개 |  | 40690 | 0 |  | 0 |  |  |  |  | 0
E00000807041180103 | 케이블트레이 | 철재 | 50,000㎟이하 | (m 당) |  |  | 0 | 81075 | 0 |  |  |  |  | 0
M045268010500101 | 케이블트레이 | 수평엘보90도 | 케이블트레이부속품 사다리형(LADDER TRAY), 용융아연도금, 500×100×t2.3㎜ | 개 |  | 44030 | 0 |  | 0 |  |  |  |  | 0
E00000807041180103 | 케이블트레이 | 철재 | 50,000㎟이하 | (m 당) |  |  | 0 | 81075 | 0 |  |  |  |  | 0
M045268010510101 | 케이블트레이 | 수평엘보90도 | 케이블트레이부속품 사다리형(LADDER TRAY), 용융아연도금, 600×100×t2.3㎜ | 개 |  | 56380 | 0 |  | 0 |  |  |  |  | 0
E00000807041180104 | 케이블트레이 | 철재 | 60,000㎟이하 | (m 당) |  |  | 0 | 97290 | 0 |  |  |  |  | 0
M045268010520101 | 케이블트레이 | 수평엘보90도 | 케이블트레이부속품 사다리형(LADDER TRAY), 용융아연도금, 700×100×t2.3㎜ | 개 |  | 63430 | 0 |  | 0 |  |  |  |  | 0
E00000807041180105 | 케이블트레이 | 철재 | 80,000㎟이하 | (m 당) |  |  | 0 | 129720 | 0 |  |  |  |  | 0
M045268010530101 | 케이블트레이 | 수평엘보90도 | 케이블트레이부속품 사다리형(LADDER TRAY), 용융아연도금, 800×100×t2.3㎜ | 개 |  | 68740 | 0 |  | 0 |  |  |  |  | 0
E00000807041180105 | 케이블트레이 | 철재 | 80,000㎟이하 | (m 당) |  |  | 0 | 129720 | 0 |  |  |  |  | 0
M045268010540101 | 케이블트레이 | 수평엘보90도 | 케이블트레이부속품 사다리형(LADDER TRAY), 용융아연도금, 900×100×t2.3㎜ | 개 |  | 74160 | 0 |  | 0 |  |  |  |  | 0
E00000807041180106 | 케이블트레이 | 철재 | 90,000㎟이하 | (m 당) |  |  | 0 | 145935 | 0 |  |  |  |  | 0
M045268010550101 | 케이블트레이 | 수평엘보90도 | 케이블트레이부속품 사다리형(LADDER TRAY), 용융아연도금, 1,000×100×t2.3㎜ | 개 |  | 80180 | 0 |  | 0 |  |  |  |  | 0
E00000807041180107 | 케이블트레이 | 철재 | 120,000㎟이하 | (m 당) |  |  | 0 | 194580 | 0 |  |  |  |  | 0
M045268010560101 | 케이블트레이 | 수평티 | 케이블트레이부속품 사다리형(LADDER TRAY), 용융아연도금, 100×100×t2.3㎜ | 개 |  | 41960 | 0 |  | 0 |  |  |  |  | 0
E00000807041180107 | 케이블트레이 | 철재 | 120,000㎟이하 | (m 당) |  |  | 0 | 194580 | 0 |  |  |  |  | 0
M045268010570101 | 케이블트레이 | 수평티 | 케이블트레이부속품 사다리형(LADDER TRAY), 용융아연도금, 150×100×t2.3㎜ | 개 |  | 44650 | 0 |  | 0 |  |  |  |  | 0
E00000807041180102 | 케이블트레이 | 철재 | 30,000㎟이하 | (m 당) |  |  | 0 | 62157 | 0 |  |  |  |  | 0
M045268010580101 | 케이블트레이 | 수평티 | 케이블트레이부속품 사다리형(LADDER TRAY), 용융아연도금, 200×100×t2.3㎜ | 개 |  | 47380 | 0 |  | 0 |  |  |  |  | 0
E00000807041180102 | 케이블트레이 | 철재 | 30,000㎟이하 | (m 당) |  |  | 0 | 62157 | 0 |  |  |  |  | 0
M045268010590101 | 케이블트레이 | 수평티 | 케이블트레이부속품 사다리형(LADDER TRAY), 용융아연도금, 300×100×t2.3㎜ | 개 |  | 53160 | 0 |  | 0 |  |  |  |  | 0
E00000807041180102 | 케이블트레이 | 철재 | 30,000㎟이하 | (m 당) |  |  | 0 | 62157 | 0 |  |  |  |  | 0
M045268010600101 | 케이블트레이 | 수평티 | 케이블트레이부속품 사다리형(LADDER TRAY), 용융아연도금, 400×100×t2.3㎜ | 개 |  | 62110 | 0 |  | 0 |  |  |  |  | 0
E00000807041180103 | 케이블트레이 | 철재 | 50,000㎟이하 | (m 당) |  |  | 0 | 81075 | 0 |  |  |  |  | 0
M045268010610101 | 케이블트레이 | 수평티 | 케이블트레이부속품 사다리형(LADDER TRAY), 용융아연도금, 500×100×t2.3㎜ | 개 |  | 68230 | 0 |  | 0 |  |  |  |  | 0
E00000807041180103 | 케이블트레이 | 철재 | 50,000㎟이하 | (m 당) |  |  | 0 | 81075 | 0 |  |  |  |  | 0
M045268010620101 | 케이블트레이 | 수평티 | 케이블트레이부속품 사다리형(LADDER TRAY), 용융아연도금, 600×100×t2.3㎜ | 개 |  | 73190 | 0 |  | 0 |  |  |  |  | 0
E00000807041180104 | 케이블트레이 | 철재 | 60,000㎟이하 | (m 당) |  |  | 0 | 97290 | 0 |  |  |  |  | 0
M045268010630101 | 케이블트레이 | 수평티 | 케이블트레이부속품 사다리형(LADDER TRAY), 용융아연도금, 700×100×t2.3㎜ | 개 |  | 79800 | 0 |  | 0 |  |  |  |  | 0
E00000807041180105 | 케이블트레이 | 철재 | 80,000㎟이하 | (m 당) |  |  | 0 | 129720 | 0 |  |  |  |  | 0
M045268010640101 | 케이블트레이 | 수평티 | 케이블트레이부속품 사다리형(LADDER TRAY), 용융아연도금, 800×100×t2.3㎜ | 개 |  | 90290 | 0 |  | 0 |  |  |  |  | 0
E00000807041180105 | 케이블트레이 | 철재 | 80,000㎟이하 | (m 당) |  |  | 0 | 129720 | 0 |  |  |  |  | 0
M045268010650101 | 케이블트레이 | 수평티 | 케이블트레이부속품 사다리형(LADDER TRAY), 용융아연도금, 900×100×t2.3㎜ | 개 |  | 102550 | 0 |  | 0 |  |  |  |  | 0
E00000807041180106 | 케이블트레이 | 철재 | 90,000㎟이하 | (m 당) |  |  | 0 | 145935 | 0 |  |  |  |  | 0
M045268010660101 | 케이블트레이 | 수평티 | 케이블트레이부속품 사다리형(LADDER TRAY), 용융아연도금, 1,000×100×t2.3㎜ | 개 |  | 114990 | 0 |  | 0 |  |  |  |  | 0
E00000807041180107 | 케이블트레이 | 철재 | 120,000㎟이하 | (m 당) |  |  | 0 | 194580 | 0 |  |  |  |  | 0
M045268010670101 | 케이블트레이 | 수평크로스 | 케이블트레이부속품 사다리형(LADDER TRAY), 용융아연도금, 100×100×t2.3㎜ | 개 |  | 52110 | 0 |  | 0 |  |  |  |  | 0
E00000807041180107 | 케이블트레이 | 철재 | 120,000㎟이하 | (m 당) |  |  | 0 | 194580 | 0 |  |  |  |  | 0
M045268010680101 | 케이블트레이 | 수평크로스 | 케이블트레이부속품 사다리형(LADDER TRAY), 용융아연도금, 150×100×t2.3㎜ | 개 |  | 54060 | 0 |  | 0 |  |  |  |  | 0
E00000807041180102 | 케이블트레이 | 철재 | 30,000㎟이하 | (m 당) |  |  | 0 | 62157 | 0 |  |  |  |  | 0
M045268010690101 | 케이블트레이 | 수평크로스 | 케이블트레이부속품 사다리형(LADDER TRAY), 용융아연도금, 200×100×t2.3㎜ | 개 |  | 57090 | 0 |  | 0 |  |  |  |  | 0
E00000807041180102 | 케이블트레이 | 철재 | 30,000㎟이하 | (m 당) |  |  | 0 | 62157 | 0 |  |  |  |  | 0
M045268010700101 | 케이블트레이 | 수평크로스 | 케이블트레이부속품 사다리형(LADDER TRAY), 용융아연도금, 300×100×t2.3㎜ | 개 |  | 63210 | 0 |  | 0 |  |  |  |  | 0
E00000807041180102 | 케이블트레이 | 철재 | 30,000㎟이하 | (m 당) |  |  | 0 | 62157 | 0 |  |  |  |  | 0
M045268010710101 | 케이블트레이 | 수평크로스 | 케이블트레이부속품 사다리형(LADDER TRAY), 용융아연도금, 400×100×t2.3㎜ | 개 |  | 71810 | 0 |  | 0 |  |  |  |  | 0
E00000807041180103 | 케이블트레이 | 철재 | 50,000㎟이하 | (m 당) |  |  | 0 | 81075 | 0 |  |  |  |  | 0
M045268010720101 | 케이블트레이 | 수평크로스 | 케이블트레이부속품 사다리형(LADDER TRAY), 용융아연도금, 500×100×t2.3㎜ | 개 |  | 77930 | 0 |  | 0 |  |  |  |  | 0
E00000807041180103 | 케이블트레이 | 철재 | 50,000㎟이하 | (m 당) |  |  | 0 | 81075 | 0 |  |  |  |  | 0
M045268010730101 | 케이블트레이 | 수평크로스 | 케이블트레이부속품 사다리형(LADDER TRAY), 용융아연도금, 600×100×t2.3㎜ | 개 |  | 86530 | 0 |  | 0 |  |  |  |  | 0
E00000807041180104 | 케이블트레이 | 철재 | 60,000㎟이하 | (m 당) |  |  | 0 | 97290 | 0 |  |  |  |  | 0
M045268010740101 | 케이블트레이 | 수평크로스 | 케이블트레이부속품 사다리형(LADDER TRAY), 용융아연도금, 700×100×t2.3㎜ | 개 |  | 94020 | 0 |  | 0 |  |  |  |  | 0
E00000807041180105 | 케이블트레이 | 철재 | 80,000㎟이하 | (m 당) |  |  | 0 | 129720 | 0 |  |  |  |  | 0
M045268010750101 | 케이블트레이 | 수평크로스 | 케이블트레이부속품 사다리형(LADDER TRAY), 용융아연도금, 800×100×t2.3㎜ | 개 |  | 106010 | 0 |  | 0 |  |  |  |  | 0
E00000807041180105 | 케이블트레이 | 철재 | 80,000㎟이하 | (m 당) |  |  | 0 | 129720 | 0 |  |  |  |  | 0
M045268010760101 | 케이블트레이 | 수평크로스 | 케이블트레이부속품 사다리형(LADDER TRAY), 용융아연도금, 900×100×t2.3㎜ | 개 |  | 118990 | 0 |  | 0 |  |  |  |  | 0
E00000807041180106 | 케이블트레이 | 철재 | 90,000㎟이하 | (m 당) |  |  | 0 | 145935 | 0 |  |  |  |  | 0
M045268010770101 | 케이블트레이 | 수평크로스 | 케이블트레이부속품 사다리형(LADDER TRAY), 용융아연도금, 1,000×100×t2.3㎜ | 개 |  | 133380 | 0 |  | 0 |  |  |  |  | 0
E00000807041180107 | 케이블트레이 | 철재 | 120,000㎟이하 | (m 당) |  |  | 0 | 194580 | 0 |  |  |  |  | 0
M045269210070103 | 케이블트레이 | H/V/ELBOW | 150W×1.2T, COVER | 개 |  | 19440 | 0 |  | 0 |  |  |  |  | 0
M045269210080103 | 케이블트레이 | H/V/ELBOW | 200W×1.2T, COVER | 개 |  | 21480 | 0 |  | 0 |  |  |  |  | 0
M045269210090103 | 케이블트레이 | H/V/ELBOW | 300W×1.2T, COVER | 개 |  | 31210 | 0 |  | 0 |  |  |  |  | 0
M045269210100103 | 케이블트레이 | H/V/ELBOW | 400W×1.2T, COVER | 개 |  | 46110 | 0 |  | 0 |  |  |  |  | 0
M045269210110103 | 케이블트레이 | H/V/ELBOW | 500W×1.2T, COVER | 개 |  | 67750 | 0 |  | 0 |  |  |  |  | 0
M045269210120103 | 케이블트레이 | H/V/ELBOW | 600W×1.2T, COVER | 개 |  | 98250 | 0 |  | 0 |  |  |  |  | 0
M045269210130103 | 케이블트레이 | H/V/TEE | 150W×1.2T, COVER | 개 |  | 19730 | 0 |  | 0 |  |  |  |  | 0
M045269210140103 | 케이블트레이 | H/V/TEE | 200W×1.2T, COVER | 개 |  | 22050 | 0 |  | 0 |  |  |  |  | 0
M045269210150103 | 케이블트레이 | H/V/TEE | 300W×1.2T, COVER | 개 |  | 28000 | 0 |  | 0 |  |  |  |  | 0
M045269210160103 | 케이블트레이 | H/V/TEE | 400W×1.2T, COVER | 개 |  | 45490 | 0 |  | 0 |  |  |  |  | 0
M045269210170103 | 케이블트레이 | H/V/TEE | 500W×1.2T, COVER | 개 |  | 50680 | 0 |  | 0 |  |  |  |  | 0
M045269210180103 | 케이블트레이 | H/V/TEE | 600W×1.2T, COVER | 개 |  | 56100 | 0 |  | 0 |  |  |  |  | 0
M045269210190103 | 케이블트레이 | H/CROSS | 150W×1.2T, COVER | 개 |  | 21460 | 0 |  | 0 |  |  |  |  | 0
M045269210200103 | 케이블트레이 | H/CROSS | 200W×1.2T, COVER | 개 |  | 23650 | 0 |  | 0 |  |  |  |  | 0
M045269210210103 | 케이블트레이 | H/CROSS | 300W×1.2T, COVER | 개 |  | 29260 | 0 |  | 0 |  |  |  |  | 0
M045269210220103 | 케이블트레이 | H/CROSS | 400W×1.2T, COVER | 개 |  | 34880 | 0 |  | 0 |  |  |  |  | 0
M045269210230103 | 케이블트레이 | H/CROSS | 500W×1.2T, COVER | 개 |  | 43840 | 0 |  | 0 |  |  |  |  | 0
M045269210240103 | 케이블트레이 | H/CROSS | 600W×1.2T, COVER | 개 |  | 56870 | 0 |  | 0 |  |  |  |  | 0
M045268010120101 | 케이블트레이 | 스트레이트커버 | 케이블트레이부속품 사다리형(LADDER TRAY), 용융아연도금, 100×t2.3㎜ | m |  | 14580 | 0 |  | 0 |  |  |  |  | 0
M045268010130101 | 케이블트레이 | 스트레이트커버 | 케이블트레이부속품 사다리형(LADDER TRAY), 용융아연도금, 150×t2.3㎜ | m |  | 14060 | 0 |  | 0 |  |  |  |  | 0
M045268010140101 | 케이블트레이 | 스트레이트커버 | 케이블트레이부속품 사다리형(LADDER TRAY), 용융아연도금, 200×t2.3㎜ | m |  | 18710 | 0 |  | 0 |  |  |  |  | 0
M045268010150101 | 케이블트레이 | 스트레이트커버 | 케이블트레이부속품 사다리형(LADDER TRAY), 용융아연도금, 300×t2.3㎜ | m |  | 25280 | 0 |  | 0 |  |  |  |  | 0
M045268010160101 | 케이블트레이 | 스트레이트커버 | 케이블트레이부속품 사다리형(LADDER TRAY), 용융아연도금, 400×t2.3㎜ | m |  | 33450 | 0 |  | 0 |  |  |  |  | 0
M045268010170101 | 케이블트레이 | 스트레이트커버 | 케이블트레이부속품 사다리형(LADDER TRAY), 용융아연도금, 500×t2.3㎜ | m |  | 40460 | 0 |  | 0 |  |  |  |  | 0
M045268010180101 | 케이블트레이 | 스트레이트커버 | 케이블트레이부속품 사다리형(LADDER TRAY), 용융아연도금, 600×t2.3㎜ | m |  | 48310 | 0 |  | 0 |  |  |  |  | 0
M045268010190101 | 케이블트레이 | 스트레이트커버 | 케이블트레이부속품 사다리형(LADDER TRAY), 용융아연도금, 700×t2.3㎜ | m |  | 55820 | 0 |  | 0 |  |  |  |  | 0
M045268010200101 | 케이블트레이 | 스트레이트커버 | 케이블트레이부속품 사다리형(LADDER TRAY), 용융아연도금, 800×t2.3㎜ | m |  | 64000 | 0 |  | 0 |  |  |  |  | 0
M045268010210101 | 케이블트레이 | 스트레이트커버 | 케이블트레이부속품 사다리형(LADDER TRAY), 용융아연도금, 900×t2.3㎜ | m |  | 71120 | 0 |  | 0 |  |  |  |  | 0
M045268010220101 | 케이블트레이 | 스트레이트커버 | 케이블트레이부속품 사다리형(LADDER TRAY), 용융아연도금, 1,000×t2.3㎜ | m |  | 78850 | 0 |  | 0 |  |  |  |  | 0
M045268010850101 | 케이블트레이 | 커버클램프 | 케이블트레이부속품 사다리형(LADDER TRAY), 용융아연도금, 30×100×t2.3㎜ | 개 |  | 2420 | 0 |  | 0 |  |  |  |  | 0
M045268010860101 | 케이블트레이 | 세퍼레이터 | 케이블트레이부속품 사다리형(LADDER TRAY), 용융아연도금, 20×100×t2.3㎜ | m |  | 9430 | 0 |  | 0 |  |  |  |  | 0
M045268010870101 | 케이블트레이 | 조인트커넥터 | 케이블트레이부속품 사다리형(LADDER TRAY), 용융아연도금, 160×100×t2.3㎜ | 개 |  | 1850 | 0 |  | 0 |  |  |  |  | 0
M045268010880101 | 케이블트레이 | 수직조절커넥터 | 케이블트레이부속품 사다리형(LADDER TRAY), 용융아연도금, 160×100×t2.3㎜ | 조 |  | 2780 | 0 |  | 0 |  |  |  |  | 0
M045268010900101 | 케이블트레이 | 홀드다운클램프 | 케이블트레이부속품 사다리형(LADDER TRAY), 용융아연도금, 60×40×t2.3㎜ | 개 |  | 1910 | 0 |  | 0 |  |  |  |  | 0
M045269310160104 | 케이블트레이 | B/JUMPER(MESH) | 25SQ | 개 |  | 4840 | 0 |  | 0 |  |  |  |  | 0
M045269310170104 | 케이블트레이 | B/JUMPER(MESH) | 35SQ | 개 |  | 6190 | 0 |  | 0 |  |  |  |  | 0
M045269310190102 | 케이블트레이 | SHANK BOLT/NUT | 3/8'×19L, HDG | 개 |  | 690 | 0 |  | 0 |  |  |  |  | 0
M045269310200102 | 케이블트레이 | HEX HEAD BOLT | 3/8'×25L, HDG | 개 |  | 450 | 0 |  | 0 |  |  |  |  | 0
M045269310210102 | 케이블트레이 | HEX HEAD BOLT | 1/2'×32L, HDG | 개 |  | 900 | 0 |  | 0 |  |  |  |  | 0
M045269310230102 | 케이블트레이 | SPRING NUT | 1/4',3/8',1/2', HDG | 개 |  | 1330 | 0 |  | 0 |  |  |  |  | 0
M045269310240102 | 케이블트레이 | HOLD DOWN CLAMP | 3/8',1/2', HDG | 개 |  | 1170 | 0 |  | 0 |  |  |  |  | 0
M045269310250102 | 케이블트레이 | COVER CLAMP | 100H, HDG | 개 |  | 3610 | 0 |  | 0 |  |  |  |  | 0
M045269310260102 | 케이블트레이 | U-CHANNEL | 40×2.5T(M), HDG | 개 |  | 12630 | 0 |  | 0 |  |  |  |  | 0
M045269310270102 | 케이블트레이 | HANGER CHANNEL | 40H×720L, HDG | 개 |  | 10520 | 0 |  | 0 |  |  |  |  | 0
M045269310280102 | 케이블트레이 | HANGER CHANNEL | 40H×3000L, HDG | 개 |  | 39780 | 0 |  | 0 |  |  |  |  | 0
M045269310290102 | 케이블트레이 | CHANNEL JOINER | 34W×33H×2.5T, HDG | 개 |  | 5070 | 0 |  | 0 |  |  |  |  | 0
M045269310300102 | 케이블트레이 | HP U-SUPPORT(NO HEAD) | 70W×50D, HDG | 개 |  | 70200 | 0 |  | 0 |  |  |  |  | 0
M045269310310102 | 케이블트레이 | HP U-SUPPORT(NO HEAD) | 50W×50D, HDG | 개 |  | 58500 | 0 |  | 0 |  |  |  |  | 0
M045269310320102 | 케이블트레이 | BASE CHANNEL DOUBLE | 80H×300L, HDG | 개 |  | 14630 | 0 |  | 0 |  |  |  |  | 0
M045269310330102 | 케이블트레이 | BASE CHANNEL DOUBLE | 80H×400L, HDG | 개 |  | 16580 | 0 |  | 0 |  |  |  |  | 0
M045269310370102 | 케이블트레이 | J/CONNECTOR | 100H, HDG | 개 |  | 2640 | 0 |  | 0 |  |  |  |  | 0
M045261711860101 | 찬넬 | SUPPORT &ACCESSORIES(용융도금) | SINGLE CHANNEL BRACKET(W+50), W150 | 개 |  | 5520 | 0 |  | 0 |  |  |  |  | 0
M045261711870101 | 찬넬 | SUPPORT &ACCESSORIES(용융도금) | SINGLE CHANNEL BRACKET(W+50), W200 | 개 |  | 6050 | 0 |  | 0 |  |  |  |  | 0
M045261711880101 | 찬넬 | SUPPORT &ACCESSORIES(용융도금) | SINGLE CHANNEL BRACKET(W+50), W300 | 개 |  | 7100 | 0 |  | 0 |  |  |  |  | 0
M045261711890101 | 찬넬 | SUPPORT &ACCESSORIES(용융도금) | SINGLE CHANNEL BRACKET(W+50), W400 | 개 |  | 8150 | 0 |  | 0 |  |  |  |  | 0
M045261711900101 | 찬넬 | SUPPORT &ACCESSORIES(용융도금) | SINGLE CHANNEL BRACKET(W+50), W500 | 개 |  | 8930 | 0 |  | 0 |  |  |  |  | 0
M045261711910101 | 찬넬 | SUPPORT &ACCESSORIES(용융도금) | SINGLE CHANNEL BRACKET(W+50), W600 | 개 |  | 9980 | 0 |  | 0 |  |  |  |  | 0
M045261711920101 | 찬넬 | SUPPORT &ACCESSORIES(용융도금) | SINGLE CHANNEL BRACKET(W+50), W700 | 개 |  | 11030 | 0 |  | 0 |  |  |  |  | 0
M045261711930101 | 찬넬 | SUPPORT &ACCESSORIES(용융도금) | SINGLE CHANNEL BRACKET(W+50), W800 | 개 |  | 12080 | 0 |  | 0 |  |  |  |  | 0
M045261711940101 | 찬넬 | SUPPORT &ACCESSORIES(용융도금) | SINGLE CHANNEL BRACKET(W+50), W900 | 개 |  | 12870 | 0 |  | 0 |  |  |  |  | 0
M045261711950101 | 찬넬 | SUPPORT &ACCESSORIES(용융도금) | SINGLE CHANNEL BRACKET(W+50), W1000 | 개 |  | 14180 | 0 |  | 0 |  |  |  |  | 0
M045261711960101 | 찬넬 | SUPPORT &ACCESSORIES(용융도금) | SINGLE CHANNEL BRACKET(W+50), W1200 | 개 |  | 16550 | 0 |  | 0 |  |  |  |  | 0
M045261711970101 | 찬넬 | SUPPORT &ACCESSORIES(용융도금) | DOUBLE CHANNEL BRACKET(W+50), W150 | 개 |  | 10130 | 0 |  | 0 |  |  |  |  | 0
M045261711980101 | 찬넬 | SUPPORT &ACCESSORIES(용융도금) | DOUBLE CHANNEL BRACKET(W+50), W200 | 개 |  | 11270 | 0 |  | 0 |  |  |  |  | 0
M045261711990101 | 찬넬 | SUPPORT &ACCESSORIES(용융도금) | DOUBLE CHANNEL BRACKET(W+50), W300 | 개 |  | 11550 | 0 |  | 0 |  |  |  |  | 0
M045261712000101 | 찬넬 | SUPPORT &ACCESSORIES(용융도금) | DOUBLE CHANNEL BRACKET(W+50), W400 | 개 |  | 13440 | 0 |  | 0 |  |  |  |  | 0
M045261712010101 | 찬넬 | SUPPORT &ACCESSORIES(용융도금) | DOUBLE CHANNEL BRACKET(W+50), W500 | 개 |  | 14610 | 0 |  | 0 |  |  |  |  | 0
M045261712020101 | 찬넬 | SUPPORT &ACCESSORIES(용융도금) | DOUBLE CHANNEL BRACKET(W+50), W600 | 개 |  | 16380 | 0 |  | 0 |  |  |  |  | 0
M045261712030101 | 찬넬 | SUPPORT &ACCESSORIES(용융도금) | DOUBLE CHANNEL BRACKET(W+50), W700 | 개 |  | 18470 | 0 |  | 0 |  |  |  |  | 0
M045261712040101 | 찬넬 | SUPPORT &ACCESSORIES(용융도금) | DOUBLE CHANNEL BRACKET(W+50), W800 | 개 |  | 20060 | 0 |  | 0 |  |  |  |  | 0
M045261712050101 | 찬넬 | SUPPORT &ACCESSORIES(용융도금) | DOUBLE CHANNEL BRACKET(W+50), W900 | 개 |  | 22380 | 0 |  | 0 |  |  |  |  | 0
M045261712060101 | 찬넬 | SUPPORT &ACCESSORIES(용융도금) | DOUBLE CHANNEL BRACKET(W+50), W1000 | 개 |  | 23990 | 0 |  | 0 |  |  |  |  | 0
M045261712070101 | 찬넬 | SUPPORT &ACCESSORIES(용융도금) | DOUBLE CHANNEL BRACKET(W+50), W1200 | 개 |  | 27440 | 0 |  | 0 |  |  |  |  | 0
M045261712080101 | 찬넬 | SUPPORT &ACCESSORIES(용융도금) | HANGER(W+100), W150 | 개 |  | 2870 | 0 |  | 0 |  |  |  |  | 0
M045261712090101 | 찬넬 | SUPPORT &ACCESSORIES(용융도금) | HANGER(W+100), W200 | 개 |  | 3330 | 0 |  | 0 |  |  |  |  | 0
M045261712100101 | 찬넬 | SUPPORT &ACCESSORIES(용융도금) | HANGER(W+100), W300 | 개 |  | 4310 | 0 |  | 0 |  |  |  |  | 0
M045261712110101 | 찬넬 | SUPPORT &ACCESSORIES(용융도금) | HANGER(W+100), W400 | 개 |  | 5250 | 0 |  | 0 |  |  |  |  | 0
M045261712120101 | 찬넬 | SUPPORT &ACCESSORIES(용융도금) | HANGER(W+100), W500 | 개 |  | 6300 | 0 |  | 0 |  |  |  |  | 0
M045261712130101 | 찬넬 | SUPPORT &ACCESSORIES(용융도금) | HANGER(W+100), W600 | 개 |  | 7350 | 0 |  | 0 |  |  |  |  | 0
M045261712140101 | 찬넬 | SUPPORT &ACCESSORIES(용융도금) | HANGER(W+100), W700 | 개 |  | 8400 | 0 |  | 0 |  |  |  |  | 0
M045261712150101 | 찬넬 | SUPPORT &ACCESSORIES(용융도금) | HANGER(W+100), W800 | 개 |  | 9450 | 0 |  | 0 |  |  |  |  | 0
M045261712160101 | 찬넬 | SUPPORT &ACCESSORIES(용융도금) | HANGER(W+100), W900 | 개 |  | 10500 | 0 |  | 0 |  |  |  |  | 0
M045261712170101 | 찬넬 | SUPPORT &ACCESSORIES(용융도금) | HANGER(W+100), W1000 | 개 |  | 11550 | 0 |  | 0 |  |  |  |  | 0
M045261712180101 | 찬넬 | SUPPORT &ACCESSORIES(용융도금) | HANGER(W+100), W1200 | 개 |  | 13650 | 0 |  | 0 |  |  |  |  | 0
M045241610030101 | 전선관 | 파상형경질지중전선관 | 내경 50㎜, 외경 64±2.5㎜, 피치 17㎜, 두께 1.3㎜, 길이 100m | m |  | 860 | 0 |  | 0 |  |  |  |  | 0
E00000807031330101 | 전선관 | 합성수지 파형관 설치 | 50㎜ 이하 | (m 당) |  |  | 0 | 5794 | 0 |  |  |  |  | 0
M045241610040101 | 전선관 | 파상형경질지중전선관 | 내경 65㎜, 외경 84±2.5㎜, 피치 21㎜, 두께 1.5㎜, 길이 100m | m |  | 1239 | 0 |  | 0 |  |  |  |  | 0
E00000807031330102 | 전선관 | 합성수지 파형관 설치 | 80㎜ 이하 | (m 당) |  |  | 0 | 7260 | 0 |  |  |  |  | 0
M045241610050101 | 전선관 | 파상형경질지중전선관 | 내경 80㎜, 외경 105±3㎜, 피치 25㎜, 두께 1.5㎜, 길이 100m | m |  | 1632 | 0 |  | 0 |  |  |  |  | 0
E00000807031330102 | 전선관 | 합성수지 파형관 설치 | 80㎜ 이하 | (m 당) |  |  | 0 | 7260 | 0 |  |  |  |  | 0
M045241610060101 | 전선관 | 파상형경질지중전선관 | 내경 100㎜, 외경 130±4㎜, 피치 30㎜, 두께 2.0㎜, 길이 100m | m |  | 2214 | 0 |  | 0 |  |  |  |  | 0
E00000807031330103 | 전선관 | 합성수지 파형관 설치 | 100㎜ 이하 | (m 당) |  |  | 0 | 10784 | 0 |  |  |  |  | 0
M045241610070101 | 전선관 | 파상형경질지중전선관 | 내경 125㎜, 외경 160±4㎜, 피치 38㎜, 두께 2.5㎜, 길이 50m | m |  | 3440 | 0 |  | 0 |  |  |  |  | 0
E00000807031330104 | 전선관 | 합성수지 파형관 설치 | 125㎜ 이하 | (m 당) |  |  | 0 | 14379 | 0 |  |  |  |  | 0
M045241610080101 | 전선관 | 파상형경질지중전선관 | 내경 150㎜, 외경 188±4㎜, 피치 45㎜, 두께 3.0㎜, 길이 50m | m |  | 4491 | 0 |  | 0 |  |  |  |  | 0
E00000807031330105 | 전선관 | 합성수지 파형관 설치 | 150㎜ 이하 | (m 당) |  |  | 0 | 17903 | 0 |  |  |  |  | 0
M045241610090101 | 전선관 | 파상형경질지중전선관 | 내경 175㎜, 외경 230±4㎜, 피치 53㎜, 두께 3.5㎜, 길이 30m | m |  | 7906 | 0 |  | 0 |  |  |  |  | 0
E00000807031330106 | 전선관 | 합성수지 파형관 설치 | 175㎜ 이하 | (m 당) |  |  | 0 | 21498 | 0 |  |  |  |  | 0
M045241610100101 | 전선관 | 파상형경질지중전선관 | 내경 200㎜, 외경 260±4㎜, 피치 59㎜, 두께 4.0㎜, 길이 30m | m |  | 8829 | 0 |  | 0 |  |  |  |  | 0
E00000807031330107 | 전선관 | 합성수지 파형관 설치 | 200㎜ 이하 | (m 당) |  |  | 0 | 23626 | 0 |  |  |  |  | 0
M045240810030101 | 전선관 | 내충격용HI-VE전선관 | 22㎜, 외경26㎜, 두께2.0㎜, 근사내경22㎜, 중량216g/m | m |  | 528 | 0 |  | 0 |  |  |  |  | 0
E00000807041110103 | 전선관 | 합성수지전선관 | 22 | (m당) |  |  | 0 | 16215 | 0 |  |  |  |  | 0
M045240810040101 | 전선관 | 내충격용HI-VE전선관 | 28㎜, 외경34㎜, 두께3.0㎜, 근사내경28㎜, 중량418g/m | m |  | 1021 | 0 |  | 0 |  |  |  |  | 0
E00000807041110104 | 전선관 | 합성수지전선관 | 28 | (m당) |  |  | 0 | 21620 | 0 |  |  |  |  | 0
M045240810050101 | 전선관 | 내충격용HI-VE전선관 | 36㎜, 외경42㎜, 두께3.5㎜, 근사내경35㎜, 중량605g/m | m |  | 1373 | 0 |  | 0 |  |  |  |  | 0
E00000807041110105 | 전선관 | 합성수지전선관 | 36 | (m당) |  |  | 0 | 27025 | 0 |  |  |  |  | 0
M045240810060101 | 전선관 | 내충격용HI-VE전선관 | 42㎜, 외경48㎜, 두께4.0㎜, 근사내경40㎜, 중량791g/m | m |  | 1794 | 0 |  | 0 |  |  |  |  | 0
E00000807041110106 | 전선관 | 합성수지전선관 | 42 | (m당) |  |  | 0 | 35132 | 0 |  |  |  |  | 0
M045240810070101 | 전선관 | 내충격용HI-VE전선관 | 54㎜, 외경60㎜, 두께4.5㎜, 근사내경51㎜, 중량1,122g/m | m |  | 2546 | 0 |  | 0 |  |  |  |  | 0
E00000807041110107 | 전선관 | 합성수지전선관 | 54 | (m당) |  |  | 0 | 51347 | 0 |  |  |  |  | 0
M045240810090101 | 전선관 | 내충격용HI-VE전선관 | 82㎜, 외경89㎜, 두께5.9㎜, 근사내경77㎜, 중량2,202g/m | m |  | 4997 | 0 |  | 0 |  |  |  |  | 0
E00000807041110109 | 전선관 | 합성수지전선관 | 82 | (m당) |  |  | 0 | 99992 | 0 |  |  |  |  | 0
M045240810100101 | 전선관 | 내충격용HI-VE전선관 | 104㎜, 외경114㎜, 두께6.5㎜, 근사내경101㎜, 중량3.138g/m | m |  | 5912 | 0 |  | 0 |  |  |  |  | 0
E00000807041110111 | 전선관 | 합성수지전선관 | 104 | (m당) |  |  | 0 | 124315 | 0 |  |  |  |  | 0
M045240510010101 | 전선관 | 후강전선관 아연도금 | 16㎜, 외경21.0㎜, 두께2.3㎜, 중량1.06㎏/m | m |  | 3374 | 0 |  | 0 |  |  |  |  | 0
E00000807041110201 | 전선관 | 후강전선관(G) | 16 | (m 당) |  |  | 0 | 21620 | 0 |  |  |  |  | 0
M045240510020101 | 전선관 | 후강전선관 아연도금 | 22㎜, 외경26.5㎜, 두께2.3㎜, 중량1.37㎏/m | m |  | 4368 | 0 |  | 0 |  |  |  |  | 0
E00000807041110202 | 전선관 | 후강전선관(G) | 22 | (m 당) |  |  | 0 | 29727 | 0 |  |  |  |  | 0
M045240510030101 | 전선관 | 후강전선관 아연도금 | 28㎜, 외경33.3㎜, 두께2.5㎜, 중량1.90㎏/m | m |  | 5709 | 0 |  | 0 |  |  |  |  | 0
E00000807041110203 | 전선관 | 후강전선관(G) | 28 | (m 당) |  |  | 0 | 37835 | 0 |  |  |  |  | 0
M045240510040101 | 전선관 | 후강전선관 아연도금 | 36㎜, 외경41.9㎜, 두께2.5㎜, 중량2.43㎏/m | m |  | 7306 | 0 |  | 0 |  |  |  |  | 0
E00000807041110204 | 전선관 | 후강전선관(G) | 36 | (m 당) |  |  | 0 | 54050 | 0 |  |  |  |  | 0
M045240510050101 | 전선관 | 후강전선관 아연도금 | 42㎜, 외경47.8㎜, 두께2.5㎜, 중량2.79㎏/m | m |  | 8402 | 0 |  | 0 |  |  |  |  | 0
E00000807041110205 | 전선관 | 후강전선관(G) | 42 | (m 당) |  |  | 0 | 67562 | 0 |  |  |  |  | 0
M045240510060101 | 전선관 | 후강전선관 아연도금 | 54㎜, 외경56.9㎜, 두께2.8㎜, 중량3.92㎏/m | m |  | 11800 | 0 |  | 0 |  |  |  |  | 0
E00000807041110206 | 전선관 | 후강전선관(G) | 54 | (m 당) |  |  | 0 | 91885 | 0 |  |  |  |  | 0
M045240510070101 | 전선관 | 후강전선관 아연도금 | 70㎜, 외경75.2㎜, 두께2.8㎜, 중량5.00㎏/m | m |  | 15043 | 0 |  | 0 |  |  |  |  | 0
E00000807041110207 | 전선관 | 후강전선관(G) | 70 | (m 당) |  |  | 0 | 118910 | 0 |  |  |  |  | 0
M045240510080101 | 전선관 | 후강전선관 아연도금 | 82㎜, 외경87.9㎜, 두께2.8㎜, 중량5.88㎏/m | m |  | 17332 | 0 |  | 0 |  |  |  |  | 0
E00000807041110208 | 전선관 | 후강전선관(G) | 82 | (m 당) |  |  | 0 | 145935 | 0 |  |  |  |  | 0
M045240510090101 | 전선관 | 후강전선관 아연도금 | 104㎜, 외경113.4㎜, 두께3.5㎜, 중량9.48㎏/m | m |  | 27982 | 0 |  | 0 |  |  |  |  | 0
E00000807041110210 | 전선관 | 후강전선관(G) | 104 | (m 당) |  |  | 0 | 191878 | 0 |  |  |  |  | 0
M045240610190108 | 전선관 | JI FLEX SF(비방수) | KS, 82㎜ | m |  | 13200 | 0 |  | 0 |  |  |  |  | 0
E00000807041110208 | 전선관 | 후강전선관(G) | 82 | (m 당) |  |  | 0 | 145935 | 0 |  |  |  |  | 0
M045240610190107 | 전선관 | JI FLEX SF(비방수) | KS, 70㎜ | m |  | 9000 | 0 |  | 0 |  |  |  |  | 0
E00000807041110207 | 전선관 | 후강전선관(G) | 70 | (m 당) |  |  | 0 | 118910 | 0 |  |  |  |  | 0
M045240610190106 | 전선관 | JI FLEX SF(비방수) | KS, 54㎜ | m |  | 3828 | 0 |  | 0 |  |  |  |  | 0
E00000807041110206 | 전선관 | 후강전선관(G) | 54 | (m 당) |  |  | 0 | 91885 | 0 |  |  |  |  | 0
M045240610190105 | 전선관 | JI FLEX SF(비방수) | KS, 42㎜ | m |  | 2880 | 0 |  | 0 |  |  |  |  | 0
E00000807041110312 | 전선관 | 금속가요전선관 | 42 | (m 당) |  |  | 0 | 28106 | 0 |  |  |  |  | 0
M045240610190104 | 전선관 | JI FLEX SF(비방수) | KS, 36㎜ | m |  | 2112 | 0 |  | 0 |  |  |  |  | 0
E00000807041110311 | 전선관 | 금속가요전선관 | 36 | (m 당) |  |  | 0 | 23511 | 0 |  |  |  |  | 0
M045240610190103 | 전선관 | JI FLEX SF(비방수) | KS, 28㎜ | m |  | 1248 | 0 |  | 0 |  |  |  |  | 0
E00000807041110310 | 전선관 | 금속가요전선관 | 28 | (m 당) |  |  | 0 | 19458 | 0 |  |  |  |  | 0
M045240610190102 | 전선관 | JI FLEX SF(비방수) | KS, 22㎜ | m |  | 1044 | 0 |  | 0 |  |  |  |  | 0
E00000807041110309 | 전선관 | 금속가요전선관 | 22 | (m 당) |  |  | 0 | 15944 | 0 |  |  |  |  | 0
M045240610190101 | 전선관 | JI FLEX SF(비방수) | KS, 16㎜ | m |  | 564 | 0 |  | 0 |  |  |  |  | 0
E00000807041110308 | 전선관 | 금속가요전선관 | 16 이하 | (m 당) |  |  | 0 | 11891 | 0 |  |  |  |  | 0
M045240610190109 | 전선관 | JI FLEX SF(비방수) | KS, 104㎜ | m |  | 19200 | 0 |  | 0 |  |  |  |  | 0
E00000807041110210 | 전선관 | 후강전선관(G) | 104 | (m 당) |  |  | 0 | 191878 | 0 |  |  |  |  | 0
M045243710190101 | 전선관 | 일반방수 | GW-16, 내경(㎜) : 15.8, 외경(㎜) : 21.1 | m |  | 715 | 0 |  | 0 |  |  |  |  | 0
E00000807041110308 | 전선관 | 금속가요전선관 | 16 이하 | (m 당) |  |  | 0 | 11891 | 0 |  |  |  |  | 0
M045243710200101 | 전선관 | 일반방수 | GW-22, 내경(㎜) : 20.8, 외경(㎜) : 26.4 | m |  | 935 | 0 |  | 0 |  |  |  |  | 0
E00000807041110309 | 전선관 | 금속가요전선관 | 22 | (m 당) |  |  | 0 | 15944 | 0 |  |  |  |  | 0
M045243710210101 | 전선관 | 일반방수 | GW-28, 내경(㎜) : 26.4, 외경(㎜) : 33.2 | m |  | 1265 | 0 |  | 0 |  |  |  |  | 0
E00000807041110310 | 전선관 | 금속가요전선관 | 28 | (m 당) |  |  | 0 | 19458 | 0 |  |  |  |  | 0
M045243710220101 | 전선관 | 일반방수 | GW-36, 내경(㎜) : 35, 외경(㎜) : 42 | m |  | 2035 | 0 |  | 0 |  |  |  |  | 0
E00000807041110311 | 전선관 | 금속가요전선관 | 36 | (m 당) |  |  | 0 | 23511 | 0 |  |  |  |  | 0
M045243710230101 | 전선관 | 일반방수 | GW-42, 내경(㎜) : 40, 외경(㎜) : 47.7 | m |  | 2695 | 0 |  | 0 |  |  |  |  | 0
E00000807041110312 | 전선관 | 금속가요전선관 | 42 | (m 당) |  |  | 0 | 28106 | 0 |  |  |  |  | 0
M045243710240101 | 전선관 | 일반방수 | GW-54, 내경(㎜) : 51.3, 외경(㎜) : 59.7 | m |  | 3729 | 0 |  | 0 |  |  |  |  | 0
E00000807041110206 | 전선관 | 후강전선관(G) | 54 | (m 당) |  |  | 0 | 91885 | 0 |  |  |  |  | 0
M045243710250101 | 전선관 | 일반방수 | GW-70, 내경(㎜) : 63, 외경(㎜) : 72.3 | m |  | 7975 | 0 |  | 0 |  |  |  |  | 0
E00000807041110207 | 전선관 | 후강전선관(G) | 70 | (m 당) |  |  | 0 | 118910 | 0 |  |  |  |  | 0
M045243710260101 | 전선관 | 일반방수 | GW-82, 내경(㎜) : 78, 외경(㎜) : 88.7 | m |  | 9625 | 0 |  | 0 |  |  |  |  | 0
E00000807041110208 | 전선관 | 후강전선관(G) | 82 | (m 당) |  |  | 0 | 145935 | 0 |  |  |  |  | 0
M045243710270101 | 전선관 | 일반방수 | GW-104, 내경(㎜) : 101.6, 외경(㎜) : 113.8 | m |  | 14850 | 0 |  | 0 |  |  |  |  | 0
E00000807041110210 | 전선관 | 후강전선관(G) | 104 | (m 당) |  |  | 0 | 191878 | 0 |  |  |  |  | 0
M045243810010101 | 전선관 | SF 콘넥타캡 | 16C | 개 |  | 346 | 0 |  | 0 |  |  |  |  | 0
M045243810020101 | 전선관 | SF 콘넥타캡 | 22C | 개 |  | 517 | 0 |  | 0 |  |  |  |  | 0
M045243810030101 | 전선관 | SF 콘넥타캡 | 28C | 개 |  | 869 | 0 |  | 0 |  |  |  |  | 0
M045243810040101 | 전선관 | GW 콘넥타 | 16C | 개 |  | 723 | 0 |  | 0 |  |  |  |  | 0
M045243810050101 | 전선관 | GW 콘넥타 | 22C | 개 |  | 977 | 0 |  | 0 |  |  |  |  | 0
M045243810060101 | 전선관 | GW 콘넥타 | 28C | 개 |  | 1426 | 0 |  | 0 |  |  |  |  | 0
M045243810070101 | 전선관 | GW 콘넥타 | 36C | 개 |  | 2368 | 0 |  | 0 |  |  |  |  | 0
M045243810080101 | 전선관 | GW 콘넥타 | 42C | 개 |  | 2987 | 0 |  | 0 |  |  |  |  | 0
M045243810090101 | 전선관 | GW 콘넥타 | 54C | 개 |  | 3942 | 0 |  | 0 |  |  |  |  | 0
M045243810100101 | 전선관 | GW 콘넥타 | 70C | 개 |  | 10725 | 0 |  | 0 |  |  |  |  | 0
M045243810110101 | 전선관 | GW 콘넥타 | 82C | 개 |  | 19195 | 0 |  | 0 |  |  |  |  | 0
M045243810120101 | 전선관 | GW 콘넥타 | 104C | 개 |  | 25025 | 0 |  | 0 |  |  |  |  | 0
M045240610010108 | 전선관 | 노말밴드 | ㉿, 82㎜ | 개 |  | 23932 | 0 |  | 0 |  |  |  |  | 0
M045240610010107 | 전선관 | 노말밴드 | ㉿, 70㎜ | 개 |  | 17615 | 0 |  | 0 |  |  |  |  | 0
M045240610010106 | 전선관 | 노말밴드 | ㉿, 54㎜ | 개 |  | 10696 | 0 |  | 0 |  |  |  |  | 0
M045240610010105 | 전선관 | 노말밴드 | ㉿, 42㎜ | 개 |  | 6800 | 0 |  | 0 |  |  |  |  | 0
M045240610010104 | 전선관 | 노말밴드 | ㉿, 36㎜ | 개 |  | 5412 | 0 |  | 0 |  |  |  |  | 0
M045240610010103 | 전선관 | 노말밴드 | ㉿, 28㎜ | 개 |  | 4031 | 0 |  | 0 |  |  |  |  | 0
M045240610010102 | 전선관 | 노말밴드 | ㉿, 22㎜ | 개 |  | 2777 | 0 |  | 0 |  |  |  |  | 0
M045240610010101 | 전선관 | 노말밴드 | ㉿, 16㎜ | 개 |  | 2396 | 0 |  | 0 |  |  |  |  | 0
M045240610010109 | 전선관 | 노말밴드 | ㉿, 104㎜ | 개 |  | 47880 | 0 |  | 0 |  |  |  |  | 0
M045240610170108 | 전선관 | 곤지레다 | 주철 L형, 82㎜ | 개 |  | 59020 | 0 |  | 0 |  |  |  |  | 0
M045240610180108 | 전선관 | 곤지레다 | 주철 T형, 82㎜ | 개 |  | 65665 | 0 |  | 0 |  |  |  |  | 0
M045240610170107 | 전선관 | 곤지레다 | 주철 L형, 70㎜ | 개 |  | 47215 | 0 |  | 0 |  |  |  |  | 0
M045240610180107 | 전선관 | 곤지레다 | 주철 T형, 70㎜ | 개 |  | 55565 | 0 |  | 0 |  |  |  |  | 0
M045240610170106 | 전선관 | 곤지레다 | 주철 L형, 54㎜ | 개 |  | 24830 | 0 |  | 0 |  |  |  |  | 0
M045240610180106 | 전선관 | 곤지레다 | 주철 T형, 54㎜ | 개 |  | 28440 | 0 |  | 0 |  |  |  |  | 0
M045240610170105 | 전선관 | 곤지레다 | 주철 L형, 42㎜ | 개 |  | 16942 | 0 |  | 0 |  |  |  |  | 0
M045240610180105 | 전선관 | 곤지레다 | 주철 T형, 42㎜ | 개 |  | 19607 | 0 |  | 0 |  |  |  |  | 0
M045240610170104 | 전선관 | 곤지레다 | 주철 L형, 36㎜ | 개 |  | 12898 | 0 |  | 0 |  |  |  |  | 0
M045240610180104 | 전선관 | 곤지레다 | 주철 T형, 36㎜ | 개 |  | 15214 | 0 |  | 0 |  |  |  |  | 0
M045240610170103 | 전선관 | 곤지레다 | 주철 L형, 28㎜ | 개 |  | 9727 | 0 |  | 0 |  |  |  |  | 0
M045240610180103 | 전선관 | 곤지레다 | 주철 T형, 28㎜ | 개 |  | 11672 | 0 |  | 0 |  |  |  |  | 0
M045240610170102 | 전선관 | 곤지레다 | 주철 L형, 22㎜ | 개 |  | 7016 | 0 |  | 0 |  |  |  |  | 0
M045240610180102 | 전선관 | 곤지레다 | 주철 T형, 22㎜ | 개 |  | 8438 | 0 |  | 0 |  |  |  |  | 0
M045240610170101 | 전선관 | 곤지레다 | 주철 L형, 16㎜ | 개 |  | 6012 | 0 |  | 0 |  |  |  |  | 0
M045240610180101 | 전선관 | 곤지레다 | 주철 T형, 16㎜ | 개 |  | 7016 | 0 |  | 0 |  |  |  |  | 0
M045240610170109 | 전선관 | 곤지레다 | 주철 L형, 104㎜ | 개 |  | 87546 | 0 |  | 0 |  |  |  |  | 0
M045240610180109 | 전선관 | 곤지레다 | 주철 T형, 104㎜ | 개 |  | 99349 | 0 |  | 0 |  |  |  |  | 0
M045240610230108 | 전선관 | JI FLEX 유니온커플링 | KS, 82㎜ | 개 |  | 43560 | 0 | [6 empty] | 0
M045240610230107 | 전선관 | JI FLEX 유니온커플링 | KS, 70㎜ | 개 |  | 31800 | 0 | [6 empty] | 0
M045240610230106 | 전선관 | JI FLEX 유니온커플링 | KS, 54㎜ | 개 |  | 19080 | 0 | [6 empty] | 0
M045240610230105 | 전선관 | JI FLEX 유니온커플링 | KS, 42㎜ | 개 |  | 13920 | 0 | [6 empty] | 0
M045240610230104 | 전선관 | JI FLEX 유니온커플링 | KS, 36㎜ | 개 |  | 10548 | 0 | [6 empty] | 0
M045240610230103 | 전선관 | JI FLEX 유니온커플링 | KS, 28㎜ | 개 |  | 7080 | 0 | [6 empty] | 0
M045240610230102 | 전선관 | JI FLEX 유니온커플링 | KS, 22㎜ | 개 |  | 5364 | 0 | [6 empty] | 0
M045240610230101 | 전선관 | JI FLEX 유니온커플링 | KS, 16㎜ | 개 |  | 4320 | 0 | [6 empty] | 0
M045240610230109 | 전선관 | JI FLEX 유니온커플링 | KS, 104㎜ | 개 |  | 59520 | 0 | [6 empty] | 0
M035812910640101 | 클램프 | C-클램프(C/C) | 락킹플라이어(LP), 150㎜(6″) | 개 |  | 15100 | 0 | [6 empty] | 0
M035812910650101 | 클램프 | C-클램프(C/C) | 락킹플라이어(LP), 280㎜(11″) | 개 |  | 18440 | 0 | [6 empty] | 0
M055010611400101 | 클램프 | H 빔 클램프 | KSHC -10~22㎜ | 개 |  | 13600 | 0 | [6 empty] | 0
M045512612410101 | 클램프 | 이질클램프 | AL+CU | 개 |  | 8500 | 0 | [6 empty] | 0
M045512612420101 | 클램프 | 이질클램프 | STS+CU | 개 |  | 11000 | 0 | [6 empty] | 0
M045393910680101 | 분전반 | TD STEEL 일반형 (P-COVER 별도, 1.6t) | W×H×D(㎜), 400×500×160 | 개 |  | 67000 | 0 |  | 0 |  |  |  |  | 0
E00000807021390101 | 분전반 | 배전반 설치 | 자립형 W800×H2,000내외 | (면당) |  |  | 0 | 1528884 | 0 |  |  |  |  | 0
M045393910690101 | 분전반 | TD STEEL 일반형 (P-COVER 별도, 1.6t) | W×H×D(㎜), 500×600×160 | 개 |  | 84000 | 0 |  | 0 |  |  |  |  | 0
E00000807021390101 | 분전반 | 배전반 설치 | 자립형 W800×H2,000내외 | (면당) |  |  | 0 | 1528884 | 0 |  |  |  |  | 0
M045393910700101 | 분전반 | TD STEEL 일반형 (P-COVER 별도, 1.6t) | W×H×D(㎜), 500×800×160 | 개 |  | 114000 | 0 |  | 0 |  |  |  |  | 0
E00000807021390101 | 분전반 | 배전반 설치 | 자립형 W800×H2,000내외 | (면당) |  |  | 0 | 1528884 | 0 |  |  |  |  | 0
M045393910710101 | 분전반 | TD STEEL 일반형 (P-COVER 별도, 1.6t) | W×H×D(㎜), 500×900×160 | 개 |  | 123000 | 0 |  | 0 |  |  |  |  | 0
E00000807021390101 | 분전반 | 배전반 설치 | 자립형 W800×H2,000내외 | (면당) |  |  | 0 | 1528884 | 0 |  |  |  |  | 0
M045393910720101 | 분전반 | TD STEEL 일반형 (P-COVER 별도, 1.6t) | W×H×D(㎜), 550×600×160 | 개 |  | 93000 | 0 |  | 0 |  |  |  |  | 0
E00000807021390101 | 분전반 | 배전반 설치 | 자립형 W800×H2,000내외 | (면당) |  |  | 0 | 1528884 | 0 |  |  |  |  | 0
M045393910730101 | 분전반 | TD STEEL 일반형 (P-COVER 별도, 1.6t) | W×H×D(㎜), 550×700×160 | 개 |  | 107000 | 0 |  | 0 |  |  |  |  | 0
E00000807021390101 | 분전반 | 배전반 설치 | 자립형 W800×H2,000내외 | (면당) |  |  | 0 | 1528884 | 0 |  |  |  |  | 0
M045393910740101 | 분전반 | TD STEEL 일반형 (P-COVER 별도, 1.6t) | W×H×D(㎜), 600×700×160 | 개 |  | 113000 | 0 |  | 0 |  |  |  |  | 0
E00000807021390101 | 분전반 | 배전반 설치 | 자립형 W800×H2,000내외 | (면당) |  |  | 0 | 1528884 | 0 |  |  |  |  | 0
M045393910750101 | 분전반 | TD STEEL 일반형 (P-COVER 별도, 1.6t) | W×H×D(㎜), 600×800×160 | 개 |  | 130000 | 0 |  | 0 |  |  |  |  | 0
E00000807021390101 | 분전반 | 배전반 설치 | 자립형 W800×H2,000내외 | (면당) |  |  | 0 | 1528884 | 0 |  |  |  |  | 0
M045393910760101 | 분전반 | TD STEEL 일반형 (P-COVER 별도, 1.6t) | W×H×D(㎜), 600×900×160 | 개 |  | 145000 | 0 |  | 0 |  |  |  |  | 0
E00000807021390101 | 분전반 | 배전반 설치 | 자립형 W800×H2,000내외 | (면당) |  |  | 0 | 1528884 | 0 |  |  |  |  | 0
M045393910770101 | 분전반 | TD STEEL 일반형 (P-COVER 별도, 1.6t) | W×H×D(㎜), 600×1,000×160 | 개 |  | 169000 | 0 |  | 0 |  |  |  |  | 0
E00000807021390101 | 분전반 | 배전반 설치 | 자립형 W800×H2,000내외 | (면당) |  |  | 0 | 1528884 | 0 |  |  |  |  | 0
M045393910780101 | 분전반 | TD STEEL 일반형 (P-COVER 별도, 1.6t) | W×H×D(㎜), 600×1,200×200 | 개 |  | 208000 | 0 |  | 0 |  |  |  |  | 0
E00000807021390101 | 분전반 | 배전반 설치 | 자립형 W800×H2,000내외 | (면당) |  |  | 0 | 1528884 | 0 |  |  |  |  | 0
M045393910790101 | 분전반 | TD STEEL 일반형 (P-COVER 별도, 1.6t) | W×H×D(㎜), 650×800×160 | 개 |  | 144000 | 0 |  | 0 |  |  |  |  | 0
E00000807021390101 | 분전반 | 배전반 설치 | 자립형 W800×H2,000내외 | (면당) |  |  | 0 | 1528884 | 0 |  |  |  |  | 0
M045393910800101 | 분전반 | TD STEEL 일반형 (P-COVER 별도, 1.6t) | W×H×D(㎜), 650×1,000×160 | 개 |  | 182000 | 0 |  | 0 |  |  |  |  | 0
E00000807021390101 | 분전반 | 배전반 설치 | 자립형 W800×H2,000내외 | (면당) |  |  | 0 | 1528884 | 0 |  |  |  |  | 0
M045393910810101 | 분전반 | TD STEEL 일반형 (P-COVER 별도, 1.6t) | W×H×D(㎜), 650×1,100×160 | 개 |  | 201000 | 0 |  | 0 |  |  |  |  | 0
E00000807021390101 | 분전반 | 배전반 설치 | 자립형 W800×H2,000내외 | (면당) |  |  | 0 | 1528884 | 0 |  |  |  |  | 0
M045393910820101 | 분전반 | TD STEEL 일반형 (P-COVER 별도, 1.6t) | W×H×D(㎜), 650×1,200×200 | 개 |  | 221000 | 0 |  | 0 |  |  |  |  | 0
E00000807021390101 | 분전반 | 배전반 설치 | 자립형 W800×H2,000내외 | (면당) |  |  | 0 | 1528884 | 0 |  |  |  |  | 0
M045393910830101 | 분전반 | TD STEEL 일반형 (P-COVER 별도, 1.6t) | W×H×D(㎜), 700×800×160 | 개 |  | 149000 | 0 |  | 0 |  |  |  |  | 0
E00000807021390101 | 분전반 | 배전반 설치 | 자립형 W800×H2,000내외 | (면당) |  |  | 0 | 1528884 | 0 |  |  |  |  | 0
M045393910840101 | 분전반 | TD STEEL 일반형 (P-COVER 별도, 1.6t) | W×H×D(㎜), 700×900×160 | 개 |  | 169000 | 0 |  | 0 |  |  |  |  | 0
E00000807021390101 | 분전반 | 배전반 설치 | 자립형 W800×H2,000내외 | (면당) |  |  | 0 | 1528884 | 0 |  |  |  |  | 0
M045393910850101 | 분전반 | TD STEEL 일반형 (P-COVER 별도, 1.6t) | W×H×D(㎜), 700×1,000×160 | 개 |  | 188000 | 0 |  | 0 |  |  |  |  | 0
E00000807021390101 | 분전반 | 배전반 설치 | 자립형 W800×H2,000내외 | (면당) |  |  | 0 | 1528884 | 0 |  |  |  |  | 0
M045393910860101 | 분전반 | TD STEEL 일반형 (P-COVER 별도, 1.6t) | W×H×D(㎜), 700×1,100×160 | 개 |  | 206000 | 0 |  | 0 |  |  |  |  | 0
E00000807021390101 | 분전반 | 배전반 설치 | 자립형 W800×H2,000내외 | (면당) |  |  | 0 | 1528884 | 0 |  |  |  |  | 0
M045393910870101 | 분전반 | TD STEEL 일반형 (P-COVER 별도, 1.6t) | W×H×D(㎜), 700×1,200×200 | 개 |  | 221000 | 0 |  | 0 |  |  |  |  | 0
E00000807021390101 | 분전반 | 배전반 설치 | 자립형 W800×H2,000내외 | (면당) |  |  | 0 | 1528884 | 0 |  |  |  |  | 0
M045393910880101 | 분전반 | TD STEEL 일반형 (P-COVER 별도, 1.6t) | W×H×D(㎜), 800×900×160 | 개 |  | 188000 | 0 |  | 0 |  |  |  |  | 0
E00000807021390101 | 분전반 | 배전반 설치 | 자립형 W800×H2,000내외 | (면당) |  |  | 0 | 1528884 | 0 |  |  |  |  | 0
M045393910890101 | 분전반 | TD STEEL 일반형 (P-COVER 별도, 1.6t) | W×H×D(㎜), 800×1,000×200 | 개 |  | 208000 | 0 |  | 0 |  |  |  |  | 0
E00000807021390101 | 분전반 | 배전반 설치 | 자립형 W800×H2,000내외 | (면당) |  |  | 0 | 1528884 | 0 |  |  |  |  | 0
M045393910900101 | 분전반 | TD STEEL 일반형 (P-COVER 별도, 1.6t) | W×H×D(㎜), 800×1,200×200 | 개 |  | 253000 | 0 |  | 0 |  |  |  |  | 0
E00000807021390101 | 분전반 | 배전반 설치 | 자립형 W800×H2,000내외 | (면당) |  |  | 0 | 1528884 | 0 |  |  |  |  | 0
M045393910910101 | 분전반 | TD STEEL 일반형 (P-COVER 별도, 1.6t) | W×H×D(㎜), 800×1,400×200 | 개 |  | 292000 | 0 |  | 0 |  |  |  |  | 0
E00000807021390101 | 분전반 | 배전반 설치 | 자립형 W800×H2,000내외 | (면당) |  |  | 0 | 1528884 | 0 |  |  |  |  | 0
M045393910920101 | 분전반 | TD STEEL 일반형 (P-COVER 별도, 1.6t) | W×H×D(㎜), 800×1,600×250 | 개 |  | 364000 | 0 |  | 0 |  |  |  |  | 0
E00000807021390101 | 분전반 | 배전반 설치 | 자립형 W800×H2,000내외 | (면당) |  |  | 0 | 1528884 | 0 |  |  |  |  | 0
M045393910930101 | 분전반 | TD STEEL 일반형 (P-COVER 별도, 1.6t) | W×H×D(㎜), 800×1,800×250 | 개 |  | 403000 | 0 |  | 0 |  |  |  |  | 0
E00000807021390101 | 분전반 | 배전반 설치 | 자립형 W800×H2,000내외 | (면당) |  |  | 0 | 1528884 | 0 |  |  |  |  | 0
M045393910940101 | 분전반 | TD STEEL 일반형 (P-COVER 별도, 1.6t) | W×H×D(㎜), 900×1,800×250 | 개 |  | 460000 | 0 |  | 0 |  |  |  |  | 0
E00000807021390101 | 분전반 | 배전반 설치 | 자립형 W800×H2,000내외 | (면당) |  |  | 0 | 1528884 | 0 |  |  |  |  | 0
M045393911120101 | 분전반 | TC STEEL 방수형 (지붕 별도, 1.6t) | W×H×D(㎜), 800×1,200×350 | 개 |  | 302000 | 0 |  | 0 |  |  |  |  | 0
E00000807021390101 | 분전반 | 배전반 설치 | 자립형 W800×H2,000내외 | (면당) |  |  | 0 | 1528884 | 0 |  |  |  |  | 0
M045393911130101 | 분전반 | TC STEEL 방수형 (지붕 별도, 1.6t) | W×H×D(㎜), 800×1,500×350 | 개 |  | 368000 | 0 |  | 0 |  |  |  |  | 0
E00000807021390101 | 분전반 | 배전반 설치 | 자립형 W800×H2,000내외 | (면당) |  |  | 0 | 1528884 | 0 |  |  |  |  | 0
M045393911140101 | 분전반 | TC STEEL 방수형 (지붕 별도, 1.6t) | W×H×D(㎜), 800×1,700×400 | 개 |  | 412000 | 0 |  | 0 |  |  |  |  | 0
E00000807021390101 | 분전반 | 배전반 설치 | 자립형 W800×H2,000내외 | (면당) |  |  | 0 | 1528884 | 0 |  |  |  |  | 0
M045393911150101 | 분전반 | TC STEEL 방수형 (지붕 별도, 1.6t) | W×H×D(㎜), 900×1,800×400 | 개 |  | 484000 | 0 |  | 0 |  |  |  |  | 0
E00000807021390101 | 분전반 | 배전반 설치 | 자립형 W800×H2,000내외 | (면당) |  |  | 0 | 1528884 | 0 |  |  |  |  | 0
M045393911160101 | 분전반 | TR STEEL 옥외이중방수형 (1.6t) | W×H×D(㎜)×지붕높이, 400×500×280×80 | 개 |  | 159000 | 0 |  | 0 |  |  |  |  | 0
E00000807021390101 | 분전반 | 배전반 설치 | 자립형 W800×H2,000내외 | (면당) |  |  | 0 | 1528884 | 0 |  |  |  |  | 0
M045393911170101 | 분전반 | TR STEEL 옥외이중방수형 (1.6t) | W×H×D(㎜)×지붕높이, 500×600×320×80 | 개 |  | 181000 | 0 |  | 0 |  |  |  |  | 0
E00000807021390101 | 분전반 | 배전반 설치 | 자립형 W800×H2,000내외 | (면당) |  |  | 0 | 1528884 | 0 |  |  |  |  | 0
M045393911180101 | 분전반 | TR STEEL 옥외이중방수형 (1.6t) | W×H×D(㎜)×지붕높이, 600×800×350×100 | 개 |  | 258000 | 0 |  | 0 |  |  |  |  | 0
E00000807021390101 | 분전반 | 배전반 설치 | 자립형 W800×H2,000내외 | (면당) |  |  | 0 | 1528884 | 0 |  |  |  |  | 0
M045393911190101 | 분전반 | TR STEEL 옥외이중방수형 (1.6t) | W×H×D(㎜)×지붕높이, 600×1,000×350×100 | 개 |  | 297000 | 0 |  | 0 |  |  |  |  | 0
E00000807021390101 | 분전반 | 배전반 설치 | 자립형 W800×H2,000내외 | (면당) |  |  | 0 | 1528884 | 0 |  |  |  |  | 0
M045393911200101 | 분전반 | TR STEEL 옥외이중방수형 (1.6t) | W×H×D(㎜)×지붕높이, 600×1,200×350×100 | 개 |  | 324000 | 0 |  | 0 |  |  |  |  | 0
E00000807021390101 | 분전반 | 배전반 설치 | 자립형 W800×H2,000내외 | (면당) |  |  | 0 | 1528884 | 0 |  |  |  |  | 0
M045393911210101 | 분전반 | TR STEEL 옥외이중방수형 (1.6t) | W×H×D(㎜)×지붕높이, 700×1,300×400×100 | 개 |  | 418000 | 0 |  | 0 |  |  |  |  | 0
E00000807021390101 | 분전반 | 배전반 설치 | 자립형 W800×H2,000내외 | (면당) |  |  | 0 | 1528884 | 0 |  |  |  |  | 0
M045393911220101 | 분전반 | TR STEEL 옥외이중방수형 (1.6t) | W×H×D(㎜)×지붕높이, 700×1,500×400×100 | 개 |  | 466000 | 0 |  | 0 |  |  |  |  | 0
E00000807021390101 | 분전반 | 배전반 설치 | 자립형 W800×H2,000내외 | (면당) |  |  | 0 | 1528884 | 0 |  |  |  |  | 0
M045420415850101 | 분전반 | EMPR 옵션품-영상변류기 | ZCT 50Φ 영상변류비 200mA/100mV | 대 |  | 41700 | 0 |  | 0 |  |  |  |  | 0
E00000807021400202 | 분전반 | 배전반 계기류 설치 | 계기용변성기-전류변성기(CT) | (개당) |  |  | 0 | 155958 | 0 |  |  |  |  | 0
M045421310280101 | 분전반 | V,A-디지털미터 | VA-METER V,A,RS485통신 | 개 |  | 250000 | 0 |  | 0 |  |  |  |  | 0
E00000807021400204 | 분전반 | 배전반 계기류 설치 | 계기 및 계전기-대형(170×200㎜정도) | (개당) |  |  | 0 | 174306 | 0 |  |  |  |  | 0
M055019010300101 | 분전반 | 장비부착형 자동소화기기 | 장비부착형 자동소화기기, 자동소화기기 컨트롤판넬 | 대 |  | 450000 | 0 | [6 empty] | 0
M045513510400101 | SPD | 전원용서지보호장치 SPD | SB320Y-160SGC㉿ , 3Ø4W, L-N Iimp 12.5㎄/Mode N-PE Iimp 50㎄/Mode | 개 |  | 472500 | 0 |  | 0 |  |  |  |  | 0
E00000807041670102 | SPD | 서지보호기(SPD) 설치 | 전원용(개당) | (단위당) |  |  | 0 | 64860 | 0 |  |  |  |  | 0
M045306510010101 | 인버터판넬 | 인버터판넬 | ISP-008P, 0.75㎾ | 면 |  | 1900000 | 0 |  | 0 |  |  |  |  | 0
E00000807021390101 | 인버터판넬 | 배전반 설치 | 자립형 W800×H2,000내외 | (면당) |  |  | 0 | 1528884 | 0 |  |  |  |  | 0
M045306510020101 | 인버터판넬 | 인버터판넬 | ISP-015P, 1.5㎾ | 면 |  | 2100000 | 0 |  | 0 |  |  |  |  | 0
E00000807021390101 | 인버터판넬 | 배전반 설치 | 자립형 W800×H2,000내외 | (면당) |  |  | 0 | 1528884 | 0 |  |  |  |  | 0
M045306510030101 | 인버터판넬 | 인버터판넬 | ISP-022P, 2.2㎾ | 면 |  | 2400000 | 0 |  | 0 |  |  |  |  | 0
E00000807021390101 | 인버터판넬 | 배전반 설치 | 자립형 W800×H2,000내외 | (면당) |  |  | 0 | 1528884 | 0 |  |  |  |  | 0
M045306510040101 | 인버터판넬 | 인버터판넬 | ISP-037P, 3.7㎾ | 면 |  | 2700000 | 0 |  | 0 |  |  |  |  | 0
E00000807021390101 | 인버터판넬 | 배전반 설치 | 자립형 W800×H2,000내외 | (면당) |  |  | 0 | 1528884 | 0 |  |  |  |  | 0
M045306510050101 | 인버터판넬 | 인버터판넬 | ISP-055P, 5.5㎾ | 면 |  | 3400000 | 0 |  | 0 |  |  |  |  | 0
E00000807021390101 | 인버터판넬 | 배전반 설치 | 자립형 W800×H2,000내외 | (면당) |  |  | 0 | 1528884 | 0 |  |  |  |  | 0
M045306510060101 | 인버터판넬 | 인버터판넬 | ISP-075P, 7.5㎾ | 면 |  | 3700000 | 0 |  | 0 |  |  |  |  | 0
E00000807021390101 | 인버터판넬 | 배전반 설치 | 자립형 W800×H2,000내외 | (면당) |  |  | 0 | 1528884 | 0 |  |  |  |  | 0
M045306510070101 | 인버터판넬 | 인버터판넬 | ISP-110P, 11㎾ | 면 |  | 4500000 | 0 |  | 0 |  |  |  |  | 0
E00000807021390101 | 인버터판넬 | 배전반 설치 | 자립형 W800×H2,000내외 | (면당) |  |  | 0 | 1528884 | 0 |  |  |  |  | 0
M045306510080101 | 인버터판넬 | 인버터판넬 | ISP-150P, 15㎾ | 면 |  | 4600000 | 0 |  | 0 |  |  |  |  | 0
E00000807021390101 | 인버터판넬 | 배전반 설치 | 자립형 W800×H2,000내외 | (면당) |  |  | 0 | 1528884 | 0 |  |  |  |  | 0
M045306510090101 | 인버터판넬 | 인버터판넬 | ISP-185P, 18.5㎾ | 면 |  | 5800000 | 0 |  | 0 |  |  |  |  | 0
E00000807021390101 | 인버터판넬 | 배전반 설치 | 자립형 W800×H2,000내외 | (면당) |  |  | 0 | 1528884 | 0 |  |  |  |  | 0
M045306510100101 | 인버터판넬 | 인버터판넬 | ISP-220P, 22㎾ | 면 |  | 6000000 | 0 |  | 0 |  |  |  |  | 0
E00000807021390101 | 인버터판넬 | 배전반 설치 | 자립형 W800×H2,000내외 | (면당) |  |  | 0 | 1528884 | 0 |  |  |  |  | 0
M045306510110101 | 인버터판넬 | 인버터판넬 | ISP-300P, 30㎾ | 면 |  | 7000000 | 0 |  | 0 |  |  |  |  | 0
E00000807021390101 | 인버터판넬 | 배전반 설치 | 자립형 W800×H2,000내외 | (면당) |  |  | 0 | 1528884 | 0 |  |  |  |  | 0
M045306510120101 | 인버터판넬 | 인버터판넬 | ISP-370P, 37㎾ | 면 |  | 7400000 | 0 |  | 0 |  |  |  |  | 0
E00000807021390101 | 인버터판넬 | 배전반 설치 | 자립형 W800×H2,000내외 | (면당) |  |  | 0 | 1528884 | 0 |  |  |  |  | 0
M045306510130101 | 인버터판넬 | 인버터판넬 | ISP-450P, 45㎾ | 면 |  | 8000000 | 0 |  | 0 |  |  |  |  | 0
E00000807021390101 | 인버터판넬 | 배전반 설치 | 자립형 W800×H2,000내외 | (면당) |  |  | 0 | 1528884 | 0 |  |  |  |  | 0
M045306510140101 | 인버터판넬 | 인버터판넬 | ISP-550P, 55㎾ | 면 |  | 9000000 | 0 |  | 0 |  |  |  |  | 0
E00000807021390101 | 인버터판넬 | 배전반 설치 | 자립형 W800×H2,000내외 | (면당) |  |  | 0 | 1528884 | 0 |  |  |  |  | 0
M045306510150101 | 인버터판넬 | 인버터판넬 | ISP-750P, 75㎾ | 면 |  | 11000000 | 0 |  | 0 |  |  |  |  | 0
E00000807021390101 | 인버터판넬 | 배전반 설치 | 자립형 W800×H2,000내외 | (면당) |  |  | 0 | 1528884 | 0 |  |  |  |  | 0
M045306510160101 | 인버터판넬 | 인버터판넬 | ISP-900P, 90㎾ | 면 |  | 12500000 | 0 |  | 0 |  |  |  |  | 0
E00000807021390101 | 인버터판넬 | 배전반 설치 | 자립형 W800×H2,000내외 | (면당) |  |  | 0 | 1528884 | 0 |  |  |  |  | 0
M045306510170101 | 인버터판넬 | 인버터판넬 | ISP-1100P, 110㎾ | 면 |  | 16000000 | 0 |  | 0 |  |  |  |  | 0
E00000807021390101 | 인버터판넬 | 배전반 설치 | 자립형 W800×H2,000내외 | (면당) |  |  | 0 | 1528884 | 0 |  |  |  |  | 0
M045241110010102 | 박스 | 노출스위치박스(1개용) | 1방출, 22㎜ | 개 |  | 3478 | 0 |  | 0 |  |  |  |  | 0
E00000807041130105 | 박스 | 박스(Box) 설치 | 노출형 박스 (콘크리트 노출기준) | (개당) |  |  | 0 | 78372 | 0 |  |  |  |  | 0
M045260210420101 | 박스 | 아우트레트박스(연결) | 8각 O/T Box H54(2)㎜ | 개 |  | 871 | 0 |  | 0 |  |  |  |  | 0
E00000807041130102 | 박스 | 박스(Box) 설치 | Outlet Box | (개당) |  |  | 0 | 54050 | 0 |  |  |  |  | 0
M045260210470101 | 박스 | 커버류 | 8각 평커버 1구용 | 개 |  | 343 | 0 | [6 empty] | 0
E00000807041400101 | 박스 | 박스커버 |  | (장당) |  |  |  | 8107 | 0 |  |  |  |  | 0
M045261410210101 | 박스 | 스틸풀박스 | 100×100×50×1.0 | 개 |  | 2690 | 0 | 2690 | 0 |  |  |  |  | 0
E00000807041140207 | 박스 | 벽면 | 100㎜×100㎜×100㎜이하 | (개당) |  |  | 0 | 45942 | 0 |  |  |  |  | 0
M045261410220101 | 박스 | 스틸풀박스 | 100×100×75×1.0 | 개 |  | 3220 | 0 | 3220 | 0 |  |  |  |  | 0
E00000807041140207 | 박스 | 벽면 | 100㎜×100㎜×100㎜이하 | (개당) |  |  | 0 | 45942 | 0 |  |  |  |  | 0
M045261410230101 | 박스 | 스틸풀박스 | 100×100×100×1.0 | 개 |  | 3520 | 0 | 3520 | 0 |  |  |  |  | 0
E00000807041140207 | 박스 | 벽면 | 100㎜×100㎜×100㎜이하 | (개당) |  |  | 0 | 45942 | 0 |  |  |  |  | 0
M045261410240101 | 박스 | 스틸풀박스 | 150×150×100×1.0 | 개 |  | 3360 | 0 | 3360 | 0 |  |  |  |  | 0
E00000807041140208 | 박스 | 벽면 | 250㎜×250㎜×200㎜이하 | (개당) |  |  | 0 | 148638 | 0 |  |  |  |  | 0
M045261410250101 | 박스 | 스틸풀박스 | 150×150×150×1.0 | 개 |  | 4110 | 0 | 4110 | 0 |  |  |  |  | 0
E00000807041140208 | 박스 | 벽면 | 250㎜×250㎜×200㎜이하 | (개당) |  |  | 0 | 148638 | 0 |  |  |  |  | 0
M045261410260101 | 박스 | 스틸풀박스 | 200×200×100×1.0 | 개 |  | 4730 | 0 | 4730 | 0 |  |  |  |  | 0
E00000807041140208 | 박스 | 벽면 | 250㎜×250㎜×200㎜이하 | (개당) |  |  | 0 | 148638 | 0 |  |  |  |  | 0
M045261410270101 | 박스 | 스틸풀박스 | 200×200×150×1.0 | 개 |  | 5600 | 0 | 5600 | 0 |  |  |  |  | 0
E00000807041140208 | 박스 | 벽면 | 250㎜×250㎜×200㎜이하 | (개당) |  |  | 0 | 148638 | 0 |  |  |  |  | 0
M045261410280101 | 박스 | 스틸풀박스 | 200×200×200×1.0 | 개 |  | 7100 | 0 |  | 0 |  |  |  |  | 0
E00000807041140208 | 박스 | 벽면 | 250㎜×250㎜×200㎜이하 | (개당) |  |  | 0 | 148638 | 0 |  |  |  |  | 0
M045261410290101 | 박스 | 스틸풀박스 | 250×250×100×1.0 | 개 |  | 7930 | 0 |  | 0 |  |  |  |  | 0
E00000807041140208 | 박스 | 벽면 | 250㎜×250㎜×200㎜이하 | (개당) |  |  | 0 | 148638 | 0 |  |  |  |  | 0
M045261410300101 | 박스 | 스틸풀박스 | 250×250×150×1.0 | 개 |  | 9030 | 0 |  | 0 |  |  |  |  | 0
E00000807041140208 | 박스 | 벽면 | 250㎜×250㎜×200㎜이하 | (개당) |  |  | 0 | 148638 | 0 |  |  |  |  | 0
M045261410310101 | 박스 | 스틸풀박스 | 250×250×200×1.0 | 개 |  | 10120 | 0 |  | 0 |  |  |  |  | 0
E00000807041140208 | 박스 | 벽면 | 250㎜×250㎜×200㎜이하 | (개당) |  |  | 0 | 148638 | 0 |  |  |  |  | 0
M045261410320101 | 박스 | 스틸풀박스 | 300×300×100×1.0 | 개 |  | 9970 | 0 |  | 0 |  |  |  |  | 0
E00000807041140201 | 박스 | 벽면 | 400㎜×400㎜×300㎜이하 | (개당) |  |  | 0 | 178365 | 0 |  |  |  |  | 0
M045261410330101 | 박스 | 스틸풀박스 | 300×300×150×1.0 | 개 |  | 11760 | 0 |  | 0 |  |  |  |  | 0
E00000807041140201 | 박스 | 벽면 | 400㎜×400㎜×300㎜이하 | (개당) |  |  | 0 | 178365 | 0 |  |  |  |  | 0
M045261410340101 | 박스 | 스틸풀박스 | 300×300×200×1.0 | 개 |  | 13460 | 0 |  | 0 |  |  |  |  | 0
E00000807041140201 | 박스 | 벽면 | 400㎜×400㎜×300㎜이하 | (개당) |  |  | 0 | 178365 | 0 |  |  |  |  | 0
M045261410350101 | 박스 | 스틸풀박스 | 300×300×300×1.0 | 개 |  | 16900 | 0 |  | 0 |  |  |  |  | 0
E00000807041140201 | 박스 | 벽면 | 400㎜×400㎜×300㎜이하 | (개당) |  |  | 0 | 178365 | 0 |  |  |  |  | 0
M045261410360101 | 박스 | 스틸풀박스 | 400×400×150×1.0 | 개 |  | 17220 | 0 |  | 0 |  |  |  |  | 0
E00000807041140201 | 박스 | 벽면 | 400㎜×400㎜×300㎜이하 | (개당) |  |  | 0 | 178365 | 0 |  |  |  |  | 0
M045261410370101 | 박스 | 스틸풀박스 | 400×400×200×1.0 | 개 |  | 20050 | 0 |  | 0 |  |  |  |  | 0
E00000807041140201 | 박스 | 벽면 | 400㎜×400㎜×300㎜이하 | (개당) |  |  | 0 | 178365 | 0 |  |  |  |  | 0
M045261410380101 | 박스 | 스틸풀박스 | 400×400×300×1.0 | 개 |  | 24730 | 0 |  | 0 |  |  |  |  | 0
E00000807041140201 | 박스 | 벽면 | 400㎜×400㎜×300㎜이하 | (개당) |  |  | 0 | 178365 | 0 |  |  |  |  | 0
M045261410390101 | 박스 | 스틸풀박스 | 500×500×200×1.0 | 개 |  | 34160 | 0 |  | 0 |  |  |  |  | 0
E00000807041140202 | 박스 | 벽면 | 700㎜×700㎜×400㎜이하 | (개당) |  |  | 0 | 256738 | 0 |  |  |  |  | 0
M045261410400101 | 박스 | 스틸풀박스 | 500×500×300×1.0 | 개 |  | 40110 | 0 |  | 0 |  |  |  |  | 0
E00000807041140202 | 박스 | 벽면 | 700㎜×700㎜×400㎜이하 | (개당) |  |  | 0 | 256738 | 0 |  |  |  |  | 0
M045261410410101 | 박스 | 스틸풀박스 | 600×600×300×1.0 | 개 |  | 55910 | 0 |  | 0 |  |  |  |  | 0
E00000807041140202 | 박스 | 벽면 | 700㎜×700㎜×400㎜이하 | (개당) |  |  | 0 | 256738 | 0 |  |  |  |  | 0
M045261410450101 | 박스 | 스틸풀박스 | 400×400×100×1.0 | 개 |  | 14700 | 0 |  | 0 |  |  |  |  | 0
E00000807041140202 | 박스 | 벽면 | 700㎜×700㎜×400㎜이하 | (개당) |  |  | 0 | 256738 | 0 |  |  |  |  | 0
M045268811620105 | 박스 | CONTROL BOX(콘트롤 박스)(SUS 매미고리형) | DS-○○○-01-W, 300×200×180, PCG | 개 |  | 50800 | 0 | [6 empty] | 0
E00000807041130105 | 박스 | 박스(Box) 설치 | 노출형 박스 (콘크리트 노출기준) | (개당) |  |  | 0 | 78372 | 0 |  |  |  |  | 0
M045268811630105 | 박스 | CONTROL BOX(콘트롤 박스)(SUS 매미고리형) | DS-○○○-02, 300×400×180, PCG | 개 |  | 74800 | 0 | [6 empty] | 0
E00000807041130105 | 박스 | 박스(Box) 설치 | 노출형 박스 (콘크리트 노출기준) | (개당) |  |  | 0 | 78372 | 0 |  |  |  |  | 0
M045268811640105 | 박스 | CONTROL BOX(콘트롤 박스)(SUS 매미고리형) | DS-○○○-02-W, 400×300×180, PCG | 개 |  | 74800 | 0 | [6 empty] | 0
E00000807041130105 | 박스 | 박스(Box) 설치 | 노출형 박스 (콘크리트 노출기준) | (개당) |  |  | 0 | 78372 | 0 |  |  |  |  | 0
M045268811650105 | 박스 | CONTROL BOX(콘트롤 박스)(SUS 매미고리형) | DS-○○○-025, 300×400×150, PCG | 개 |  | 71700 | 0 | [6 empty] | 0
E00000807041130105 | 박스 | 박스(Box) 설치 | 노출형 박스 (콘크리트 노출기준) | (개당) |  |  | 0 | 78372 | 0 |  |  |  |  | 0
M045268811660105 | 박스 | CONTROL BOX(콘트롤 박스)(SUS 매미고리형) | DS-○○○-025-W, 400×300×150, PCG | 개 |  | 71700 | 0 | [6 empty] | 0
E00000807041130105 | 박스 | 박스(Box) 설치 | 노출형 박스 (콘크리트 노출기준) | (개당) |  |  | 0 | 78372 | 0 |  |  |  |  | 0
M045268811670105 | 박스 | CONTROL BOX(콘트롤 박스)(SUS 매미고리형) | DS-○○○-03, 400×500×200, PCG | 개 |  | 114100 | 0 | [6 empty] | 0
E00000807041130105 | 박스 | 박스(Box) 설치 | 노출형 박스 (콘크리트 노출기준) | (개당) |  |  | 0 | 78372 | 0 |  |  |  |  | 0
M045268811680105 | 박스 | CONTROL BOX(콘트롤 박스)(SUS 매미고리형) | DS-○○○-03-W, 500×400×200, PCG | 개 |  | 114100 | 0 | [6 empty] | 0
E00000807041130105 | 박스 | 박스(Box) 설치 | 노출형 박스 (콘크리트 노출기준) | (개당) |  |  | 0 | 78372 | 0 |  |  |  |  | 0
M045268811690105 | 박스 | CONTROL BOX(콘트롤 박스)(SUS 매미고리형) | DS-○○○-036, 400×500×160, PCG | 개 |  | 109600 | 0 | [6 empty] | 0
E00000807041130105 | 박스 | 박스(Box) 설치 | 노출형 박스 (콘크리트 노출기준) | (개당) |  |  | 0 | 78372 | 0 |  |  |  |  | 0
M045268811700105 | 박스 | CONTROL BOX(콘트롤 박스)(SUS 매미고리형) | DS-○○○-036-W, 500×400×160, PCG | 개 |  | 109600 | 0 | [6 empty] | 0
E00000807041130105 | 박스 | 박스(Box) 설치 | 노출형 박스 (콘크리트 노출기준) | (개당) |  |  | 0 | 78372 | 0 |  |  |  |  | 0
M045268811710105 | 박스 | CONTROL BOX(콘트롤 박스)(SUS 매미고리형) | DS-○○○-04, 400×600×230, PCG | 개 |  | 136500 | 0 | [6 empty] | 0
E00000807041130105 | 박스 | 박스(Box) 설치 | 노출형 박스 (콘크리트 노출기준) | (개당) |  |  | 0 | 78372 | 0 |  |  |  |  | 0
M045268811720105 | 박스 | CONTROL BOX(콘트롤 박스)(SUS 매미고리형) | DS-○○○-07, 600×800×280, PCG | 개 |  | 317400 | 0 | [6 empty] | 0
E00000807041130105 | 박스 | 박스(Box) 설치 | 노출형 박스 (콘크리트 노출기준) | (개당) |  |  | 0 | 78372 | 0 |  |  |  |  | 0
M045541410250101 | 콘센트 | 매입콘센트 | 220V 접1구 | 개 |  | 1843 | 0 |  | 0 |  |  |  |  | 0
M045690211060101 | 콘센트 | 소화테이프 | 119 소화테이프 25, 25㎜×1m | 개 |  | 24000 | 0 | [6 empty] | 0
E00000807041330103 | 콘센트 | 콘센트류 | 2P 콘센트(접지극부) 20A | (개당, 내선전공) |  |  | 0 | 22971 | 0 |  |  |  |  | 0
M045541410260101 | 콘센트 | 매입콘센트 | 220V 접2구 | 개 |  | 2273 | 0 |  | 0 |  |  |  |  | 0
M045690211060101 | 콘센트 | 소화테이프 | 119 소화테이프 25, 25㎜×1m | 개 |  | 24000 | 0 | [6 empty] | 0
E00000807041330103 | 콘센트 | 콘센트류 | 2P 콘센트(접지극부) 20A | (개당, 내선전공) |  |  | 0 | 22971 | 0 |  |  |  |  | 0
E999999 | 콘센트 | 누전차단기방우콘센트 | 220V 접2구 | (개당, 내선전공) |  | 44330 | 0 | [6 empty] | 0
M045690211060101 | 콘센트 | 소화테이프 | 119 소화테이프 25, 25㎜×1m | 개 |  | 24000 | 0 | [6 empty] | 0
E00000807041330103 | 콘센트 | 콘센트류 | 2P 콘센트(접지극부) 20A | (개당, 내선전공) |  |  | 0 | 22971 | 0 |  |  |  |  | 0
E999999 | 콘센트 | 자동소화멀티탭 | 220V 접6구 | (개당, 내선전공) |  | 176740 | 0 | [6 empty] | 0
M045690211060101 | 콘센트 | 소화테이프 | 119 소화테이프 25, 25㎜×1m | 개 |  | 24000 | 0 | [6 empty] | 0
E00000807041330111 | 콘센트 | 콘센트류 | 4P 콘센트(접지극부) 30A | (개당, 내선전공) |  |  | 0 | 40537 | 0 |  |  |  |  | 0
E999999 | 콘센트 | 일반멀티콘센트 | 220V 접6구 | (개당, 내선전공) |  | 24900 | 0 | [6 empty] | 0
M045690211060101 | 콘센트 | 소화테이프 | 119 소화테이프 25, 25㎜×1m | 개 |  | 24000 | 0 | [6 empty] | 0
E00000807041330111 | 콘센트 | 콘센트류 | 4P 콘센트(접지극부) 30A | (개당, 내선전공) |  |  | 0 | 40537 | 0 |  |  |  |  | 0
M045541410270101 | 콘센트 | 매입콘센트 | 220V 접4구 | 개 |  | 5487 | 0 |  | 0 |  |  |  |  | 0
M045690211060101 | 콘센트 | 소화테이프 | 119 소화테이프 25, 25㎜×1m | 개 |  | 24000 | 0 | [6 empty] | 0
E00000807041330111 | 콘센트 | 콘센트류 | 4P 콘센트(접지극부) 30A | (개당, 내선전공) |  |  | 0 | 40537 | 0 |  |  |  |  | 0
M045541410280101 | 콘센트 | 매입콘센트 | 방적 1구 | 개 |  | 3355 | 0 |  | 0 |  |  |  |  | 0
M045690211060101 | 콘센트 | 소화테이프 | 119 소화테이프 25, 25㎜×1m | 개 |  | 24000 | 0 | [6 empty] | 0
E00000807041330103 | 콘센트 | 콘센트류 | 2P 콘센트(접지극부) 20A | (개당, 내선전공) |  |  | 0 | 22971 | 0 |  |  |  |  | 0
M045541410290101 | 콘센트 | 매입콘센트 | 방적 2구 | 개 |  | 3736 | 0 |  | 0 |  |  |  |  | 0
M045690211060101 | 콘센트 | 소화테이프 | 119 소화테이프 25, 25㎜×1m | 개 |  | 24000 | 0 | [6 empty] | 0
E00000807041330103 | 콘센트 | 콘센트류 | 2P 콘센트(접지극부) 20A | (개당, 내선전공) |  |  | 0 | 22971 | 0 |  |  |  |  | 0
M045541410300101 | 콘센트 | 노출콘센트(산업용) | 노출접 2구 110V | 개 |  | 3186 | 0 |  | 0 |  |  |  |  | 0
M045690211060101 | 콘센트 | 소화테이프 | 119 소화테이프 25, 25㎜×1m | 개 |  | 24000 | 0 | [6 empty] | 0
E00000807041330103 | 콘센트 | 콘센트류 | 2P 콘센트(접지극부) 20A | (개당, 내선전공) |  |  | 0 | 22971 | 0 |  |  |  |  | 0
M045541410310101 | 콘센트 | 노출콘센트(산업용) | 노출 3P 20A | 개 |  | 3244 | 0 |  | 0 |  |  |  |  | 0
M045690211060101 | 콘센트 | 소화테이프 | 119 소화테이프 25, 25㎜×1m | 개 |  | 24000 | 0 | [6 empty] | 0
E00000807041330109 | 콘센트 | 콘센트류 | 3P 콘센트(접지극부) 30A | (개당, 내선전공) |  |  | 0 | 39186 | 0 |  |  |  |  | 0
M045541410320101 | 콘센트 | 노출콘센트(산업용) | 노출 3P 30A | 개 |  | 5376 | 0 |  | 0 |  |  |  |  | 0
M045690211060101 | 콘센트 | 소화테이프 | 119 소화테이프 25, 25㎜×1m | 개 |  | 24000 | 0 | [6 empty] | 0
E00000807041330109 | 콘센트 | 콘센트류 | 3P 콘센트(접지극부) 30A | (개당, 내선전공) |  |  | 0 | 39186 | 0 |  |  |  |  | 0
M045541410330101 | 콘센트 | 노출콘센트(산업용) | 노출 3P 50A | 개 |  | 5941 | 0 |  | 0 |  |  |  |  | 0
M045690211060101 | 콘센트 | 소화테이프 | 119 소화테이프 25, 25㎜×1m | 개 |  | 24000 | 0 | [6 empty] | 0
E00000807041330109 | 콘센트 | 콘센트류 | 3P 콘센트(접지극부) 30A | (개당, 내선전공) |  |  | 0 | 39186 | 0 |  |  |  |  | 0
M045541410340101 | 콘센트 | 노출콘센트(산업용) | 노출 4P 20A | 개 |  | 4183 | 0 |  | 0 |  |  |  |  | 0
M045690211060101 | 콘센트 | 소화테이프 | 119 소화테이프 25, 25㎜×1m | 개 |  | 24000 | 0 | [6 empty] | 0
E00000807041330111 | 콘센트 | 콘센트류 | 4P 콘센트(접지극부) 30A | (개당, 내선전공) |  |  | 0 | 40537 | 0 |  |  |  |  | 0
M045541410350101 | 콘센트 | 노출콘센트(산업용) | 노출 4P 30A | 개 |  | 6800 | 0 |  | 0 |  |  |  |  | 0
M045690211060101 | 콘센트 | 소화테이프 | 119 소화테이프 25, 25㎜×1m | 개 |  | 24000 | 0 | [6 empty] | 0
E00000807041330111 | 콘센트 | 콘센트류 | 4P 콘센트(접지극부) 30A | (개당, 내선전공) |  |  | 0 | 40537 | 0 |  |  |  |  | 0
M045541410360101 | 콘센트 | 노출콘센트(산업용) | 노출 4P 50A | 개 |  | 8010 | 0 |  | 0 |  |  |  |  | 0
M045690211060101 | 콘센트 | 소화테이프 | 119 소화테이프 25, 25㎜×1m | 개 |  | 24000 | 0 | [6 empty] | 0
E00000807041330111 | 콘센트 | 콘센트류 | 4P 콘센트(접지극부) 30A | (개당, 내선전공) |  |  | 0 | 40537 | 0 |  |  |  |  | 0
M045541410370101 | 콘센트 | 노출콘센트(산업용) | 노출 4P 30A (걸림) | 개 |  | 13431 | 0 |  | 0 |  |  |  |  | 0
M045690211060101 | 콘센트 | 소화테이프 | 119 소화테이프 25, 25㎜×1m | 개 |  | 24000 | 0 | [6 empty] | 0
E00000807041330111 | 콘센트 | 콘센트류 | 4P 콘센트(접지극부) 30A | (개당, 내선전공) |  |  | 0 | 40537 | 0 |  |  |  |  | 0
M045541410380101 | 콘센트 | 노출콘센트(산업용) | 노출접 1구 | 개 |  | 2094 | 0 |  | 0 |  |  |  |  | 0
M045690211060101 | 콘센트 | 소화테이프 | 119 소화테이프 25, 25㎜×1m | 개 |  | 24000 | 0 | [6 empty] | 0
E00000807041330103 | 콘센트 | 콘센트류 | 2P 콘센트(접지극부) 20A | (개당, 내선전공) |  |  | 0 | 22971 | 0 |  |  |  |  | 0
M045541410390101 | 콘센트 | 노출콘센트(산업용) | 노출접 2구 | 개 |  | 2898 | 0 |  | 0 |  |  |  |  | 0
M045690211060101 | 콘센트 | 소화테이프 | 119 소화테이프 25, 25㎜×1m | 개 |  | 24000 | 0 | [6 empty] | 0
E00000807041330103 | 콘센트 | 콘센트류 | 2P 콘센트(접지극부) 20A | (개당, 내선전공) |  |  | 0 | 22971 | 0 |  |  |  |  | 0
M045541410400101 | 콘센트 | 노출콘센트(산업용) | 노출접 2구(신형) | 개 |  | 1822 | 0 |  | 0 |  |  |  |  | 0
M045690211060101 | 콘센트 | 소화테이프 | 119 소화테이프 25, 25㎜×1m | 개 |  | 24000 | 0 | [6 empty] | 0
E00000807041330103 | 콘센트 | 콘센트류 | 2P 콘센트(접지극부) 20A | (개당, 내선전공) |  |  | 0 | 22971 | 0 |  |  |  |  | 0
M045541410410101 | 콘센트 | 노출콘센트(산업용) | 노출접 3구(신형) | 개 |  | 2620 | 0 |  | 0 |  |  |  |  | 0
M045690211060101 | 콘센트 | 소화테이프 | 119 소화테이프 25, 25㎜×1m | 개 |  | 24000 | 0 | [6 empty] | 0
E00000807041330109 | 콘센트 | 콘센트류 | 3P 콘센트(접지극부) 30A | (개당, 내선전공) |  |  | 0 | 39186 | 0 |  |  |  |  | 0
M045541410420101 | 콘센트 | 매입콘센트(산업용) | 110V 대각접 2구 | 개 |  | 3200 | 0 |  | 0 |  |  |  |  | 0
M045690211060101 | 콘센트 | 소화테이프 | 119 소화테이프 25, 25㎜×1m | 개 |  | 24000 | 0 | [6 empty] | 0
E00000807041330103 | 콘센트 | 콘센트류 | 2P 콘센트(접지극부) 20A | (개당, 내선전공) |  |  | 0 | 22971 | 0 |  |  |  |  | 0
M045541410430101 | 콘센트 | 매입콘센트(산업용) | 매입 3P 20A | 개 |  | 3345 | 0 |  | 0 |  |  |  |  | 0
M045690211060101 | 콘센트 | 소화테이프 | 119 소화테이프 25, 25㎜×1m | 개 |  | 24000 | 0 | [6 empty] | 0
E00000807041330109 | 콘센트 | 콘센트류 | 3P 콘센트(접지극부) 30A | (개당, 내선전공) |  |  | 0 | 39186 | 0 |  |  |  |  | 0
M045541410440101 | 콘센트 | 매입콘센트(산업용) | 매입 3P 50A | 개 |  | 6996 | 0 |  | 0 |  |  |  |  | 0
E00000807041330109 | 콘센트 | 콘센트류 | 3P 콘센트(접지극부) 30A | (개당, 내선전공) |  |  | 0 | 39186 | 0 |  |  |  |  | 0
M045541410450101 | 콘센트 | 매입콘센트(산업용) | 매입 4P 20A | 개 |  | 7257 | 0 |  | 0 |  |  |  |  | 0
M045690211060101 | 콘센트 | 소화테이프 | 119 소화테이프 25, 25㎜×1m | 개 |  | 24000 | 0 | [6 empty] | 0
E00000807041330111 | 콘센트 | 콘센트류 | 4P 콘센트(접지극부) 30A | (개당, 내선전공) |  |  | 0 | 40537 | 0 |  |  |  |  | 0
M045541410460101 | 콘센트 | 매입콘센트(산업용) | 매입 4P 30A | 개 |  | 8600 | 0 |  | 0 |  |  |  |  | 0
M045690211060101 | 콘센트 | 소화테이프 | 119 소화테이프 25, 25㎜×1m | 개 |  | 24000 | 0 | [6 empty] | 0
E00000807041330111 | 콘센트 | 콘센트류 | 4P 콘센트(접지극부) 30A | (개당, 내선전공) |  |  | 0 | 40537 | 0 |  |  |  |  | 0
M045541410470101 | 콘센트 | 매입콘센트(산업용) | 매입 4P 30A (걸림) | 개 |  | 7038 | 0 |  | 0 |  |  |  |  | 0
M045690211060101 | 콘센트 | 소화테이프 | 119 소화테이프 25, 25㎜×1m | 개 |  | 24000 | 0 | [6 empty] | 0
E00000807041330111 | 콘센트 | 콘센트류 | 4P 콘센트(접지극부) 30A | (개당, 내선전공) |  |  | 0 | 40537 | 0 |  |  |  |  | 0
M045573819860101 | 콘센트 | 방폭형 리셉타클 | HBEX-tb-FRP-15, Ex tb ⅢC T85℃ Db(IP65), AC240V 이하, 15A 이하, 1G | 개 |  | 210000 | 0 |  | 0 |  |  |  |  | 0
E00000807041330103 | 콘센트 | 콘센트류 | 2P 콘센트(접지극부) 20A | (개당, 내선전공) |  |  | 0 | 22971 | 0 |  |  |  |  | 0
M045573819870101 | 콘센트 | 방폭형 리셉타클 | HBEX-tb-FRP-20, Ex tb ⅢC T85℃ Db(IP65), AC240V 이하, 20A 이하, 1G | 개 |  | 210000 | 0 |  | 0 |  |  |  |  | 0
E00000807041330103 | 콘센트 | 콘센트류 | 2P 콘센트(접지극부) 20A | (개당, 내선전공) |  |  | 0 | 22971 | 0 |  |  |  |  | 0
M045573819880101 | 콘센트 | 방폭형 리셉타클 | HBEX-tb-FRP-15-2G, Ex tb ⅢC T85℃ Db(IP65), AC240V 이하, 15A 이하, 2G | 개 |  | 420000 | 0 |  | 0 |  |  |  |  | 0
E00000807041330103 | 콘센트 | 콘센트류 | 2P 콘센트(접지극부) 20A | (개당, 내선전공) |  |  | 0 | 22971 | 0 |  |  |  |  | 0
M045573819890101 | 콘센트 | 방폭형 리셉타클 | HBEX-tb-FRP-20-2G, Ex tb ⅢC T85℃ Db(IP65), AC240V 이하, 20A 이하, 2G | 개 |  | 420000 | 0 |  | 0 |  |  |  |  | 0
E00000807041330103 | 콘센트 | 콘센트류 | 2P 콘센트(접지극부) 20A | (개당, 내선전공) |  |  | 0 | 22971 | 0 |  |  |  |  | 0
M045573819900101 | 콘센트 | 방폭형 리셉타클 | HBEX-tb-FRP-15-3G, Ex tb ⅢC T85℃ Db(IP65), AC240V 이하, 15A 이하, 3G | 개 |  | 625000 | 0 |  | 0 |  |  |  |  | 0
E00000807041330111 | 콘센트 | 콘센트류 | 4P 콘센트(접지극부) 30A | (개당, 내선전공) |  |  | 0 | 40537 | 0 |  |  |  |  | 0
M045573819910101 | 콘센트 | 방폭형 리셉타클 | HBEX-tb-FRP-20-3G, Ex tb ⅢC T85℃ Db(IP65), AC240V 이하, 20A 이하, 3G | 개 |  | 625000 | 0 |  | 0 |  |  |  |  | 0
E00000807041330111 | 콘센트 | 콘센트류 | 4P 콘센트(접지극부) 30A | (개당, 내선전공) |  |  | 0 | 40537 | 0 |  |  |  |  | 0
M045573819920101 | 콘센트 | 방폭형 리셉타클 | HBEX-tb-FRP-30-HV, Ex tb ⅢC T85℃ Db(IP65), AC600V 이하, 30A 이하, 1G | 개 |  | 1055000 | 0 |  | 0 |  |  |  |  | 0
E00000807041330103 | 콘센트 | 콘센트류 | 2P 콘센트(접지극부) 20A | (개당, 내선전공) |  |  | 0 | 22971 | 0 |  |  |  |  | 0
M045573819930101 | 콘센트 | 방폭형 리셉타클 | HBEX-tb-FRP-40-HV, Ex tb ⅢC T85℃ Db(IP65), AC600V 이하, 40A 이하, 1G | 개 |  | 1055000 | 0 |  | 0 |  |  |  |  | 0
E00000807041330103 | 콘센트 | 콘센트류 | 2P 콘센트(접지극부) 20A | (개당, 내선전공) |  |  | 0 | 22971 | 0 |  |  |  |  | 0
M045573819940101 | 콘센트 | 방폭형 리셉타클 | HBEX-tb-FRP-50-HV, Ex tb ⅢC T85℃ Db(IP65), AC600V 이하, 50A 이하, 1G | 개 |  | 1055000 | 0 |  | 0 |  |  |  |  | 0
E00000807041330103 | 콘센트 | 콘센트류 | 2P 콘센트(접지극부) 20A | (개당, 내선전공) |  |  | 0 | 22971 | 0 |  |  |  |  | 0
M045573819950101 | 콘센트 | 방폭형 리셉타클 | HBEX-tb-FRP-60-HV, Ex tb ⅢC T85℃ Db(IP65), AC600V 이하, 60A 이하, 1G | 개 |  | 1055000 | 0 |  | 0 |  |  |  |  | 0
E00000807041330103 | 콘센트 | 콘센트류 | 2P 콘센트(접지극부) 20A | (개당, 내선전공) |  |  | 0 | 22971 | 0 |  |  |  |  | 0
M045541710140101 | 플러그 | 플러그 | 환접지 | 개 |  | 2200 | 0 |  | 0 |  |  |  |  | 0
E00000807041320121 | 플러그 | 가전기구 설치 | 플러그신설 | (대,개,조당) |  |  | 0 | 12161 | 0 |  |  |  |  | 0
M045541710150101 | 플러그 | 플러그 | 3P 20A | 개 |  | 3200 | 0 |  | 0 |  |  |  |  | 0
E00000807041320121 | 플러그 | 가전기구 설치 | 플러그신설 | (대,개,조당) |  |  | 0 | 12161 | 0 |  |  |  |  | 0
M045541710160101 | 플러그 | 플러그 | 3P 20A (고무) | 개 |  | 18857 | 0 |  | 0 |  |  |  |  | 0
E00000807041320121 | 플러그 | 가전기구 설치 | 플러그신설 | (대,개,조당) |  |  | 0 | 12161 | 0 |  |  |  |  | 0
M045541710170101 | 플러그 | 플러그 | 3P 30A | 개 |  | 5400 | 0 |  | 0 |  |  |  |  | 0
E00000807041320121 | 플러그 | 가전기구 설치 | 플러그신설 | (대,개,조당) |  |  | 0 | 12161 | 0 |  |  |  |  | 0
M045541710180101 | 플러그 | 플러그 | 3P 50A | 개 |  | 6100 | 0 |  | 0 |  |  |  |  | 0
E00000807041320121 | 플러그 | 가전기구 설치 | 플러그신설 | (대,개,조당) |  |  | 0 | 12161 | 0 |  |  |  |  | 0
M045541710190101 | 플러그 | 플러그 | 4P 20A | 개 |  | 3700 | 0 |  | 0 |  |  |  |  | 0
E00000807041320121 | 플러그 | 가전기구 설치 | 플러그신설 | (대,개,조당) |  |  | 0 | 12161 | 0 |  |  |  |  | 0
M045541710200101 | 플러그 | 플러그 | 4P 30A | 개 |  | 6700 | 0 |  | 0 |  |  |  |  | 0
E00000807041320121 | 플러그 | 가전기구 설치 | 플러그신설 | (대,개,조당) |  |  | 0 | 12161 | 0 |  |  |  |  | 0
M045541710210101 | 플러그 | 플러그 | 4P 50A | 개 |  | 7800 | 0 |  | 0 |  |  |  |  | 0
E00000807041320121 | 플러그 | 가전기구 설치 | 플러그신설 | (대,개,조당) |  |  | 0 | 12161 | 0 |  |  |  |  | 0
M045541710220101 | 플러그 | 플러그 | 4P 30A (걸림) | 개 |  | 10442 | 0 |  | 0 |  |  |  |  | 0
E00000807041320121 | 플러그 | 가전기구 설치 | 플러그신설 | (대,개,조당) |  |  | 0 | 12161 | 0 |  |  |  |  | 0
M045541710230101 | 플러그 | 플러그 | ㄱ 자 | 개 |  | 1244 | 0 |  | 0 |  |  |  |  | 0
E00000807041320121 | 플러그 | 가전기구 설치 | 플러그신설 | (대,개,조당) |  |  | 0 | 12161 | 0 |  |  |  |  | 0
M045541710240101 | 플러그 | 플러그 | ㅡ 자 | 개 |  | 1244 | 0 |  | 0 |  |  |  |  | 0
E00000807041320121 | 콘센트 | 가전기구 설치 | 플러그신설 | (대,개,조당) |  |  | 0 | 12161 | 0 |  |  |  |  | 0
M045542211550101 | 스위치 | 디지털타임스위치 | SIT-20A, 부하 : 20A, 요일꺼짐기능, 365일 일출/일몰 데이터내장 | 개 |  | 44000 | 0 |  | 0 |  |  |  |  | 0
E00000807041330221 | 스위치 | 스위치류 | 타임스위치 | (개당) |  |  | 0 | 54050 | 0 |  |  |  |  | 0
M045542211560101 | 스위치 | 디지털타임스위치 | SIT-30A, 부하 : 30A, 요일꺼짐기능, 365일 일출/일몰 데이터내장 | 개 |  | 52000 | 0 |  | 0 |  |  |  |  | 0
E00000807041330221 | 스위치 | 스위치류 | 타임스위치 | (개당) |  |  | 0 | 54050 | 0 |  |  |  |  | 0
M045542211570101 | 스위치 | 디지털타임스위치 | SIT-50A, 부하 : 50A, 요일꺼짐기능, 365일 일출/일몰 데이터내장 | 개 |  | 68000 | 0 |  | 0 |  |  |  |  | 0
E00000807041330221 | 스위치 | 스위치류 | 타임스위치 | (개당) |  |  | 0 | 54050 | 0 |  |  |  |  | 0
M045542211580101 | 스위치 | 디지털타임스위치 | SMT-20A, 부하 : 20A, 요일설정가능, 365일 일출/일몰 데이터내장 | 개 |  | 40000 | 0 |  | 0 |  |  |  |  | 0
E00000807041330221 | 스위치 | 스위치류 | 타임스위치 | (개당) |  |  | 0 | 54050 | 0 |  |  |  |  | 0
M045542211590101 | 스위치 | 디지털타임스위치 | SMT-30A, 부하 : 30A, 요일설정가능, 365일 일출/일몰 데이터내장 | 개 |  | 51000 | 0 |  | 0 |  |  |  |  | 0
E00000807041330221 | 스위치 | 스위치류 | 타임스위치 | (개당) |  |  | 0 | 54050 | 0 |  |  |  |  | 0
M045542211600101 | 스위치 | 디지털타임스위치 | HTS-AT10, 부하 : 10A, 주간타이머, 양력휴일꺼짐기능 외 다수 기능 내장 | 개 |  | 45000 | 0 |  | 0 |  |  |  |  | 0
E00000807041330221 | 스위치 | 스위치류 | 타임스위치 | (개당) |  |  | 0 | 54050 | 0 |  |  |  |  | 0
M045542211610101 | 스위치 | 디지털타임스위치 | HTS-AT20S, 부하 : 20A, 주간타이머, 양력휴일꺼짐기능 외 다수 기능 내장 | 개 |  | 47000 | 0 |  | 0 |  |  |  |  | 0
E00000807041330221 | 스위치 | 스위치류 | 타임스위치 | (개당) |  |  | 0 | 54050 | 0 |  |  |  |  | 0
M045420911770101 | 스위치 | 조광형스위치 | YS NPBL2(3)-T11(22), AC110V, 220V, 25Ø, 30Ø | 개 |  | 4800 | 0 |  | 0 |  |  |  |  | 0
E00000807041330216 | 스위치 | 스위치류 | 조광스위치(IL용 400W) | (개당) |  |  | 0 | 29727 | 0 |  |  |  |  | 0
M045420911780101 | 스위치 | 조광형스위치 | YS NPBL2(3)-024, 전전압 24V 1W 25Ø, 30Ø | 개 |  | 3600 | 0 |  | 0 |  |  |  |  | 0
E00000807041330216 | 스위치 | 스위치류 | 조광스위치(IL용 400W) | (개당) |  |  | 0 | 29727 | 0 |  |  |  |  | 0
M045420911790101 | 스위치 | 조광형스위치 | YS NPBL2(3)-A(D)L00, AC/DC24~125V 25Ø, 30ØLED | 개 |  | 6200 | 0 |  | 0 |  |  |  |  | 0
E00000807041330216 | 스위치 | 스위치류 | 조광스위치(IL용 400W) | (개당) |  |  | 0 | 29727 | 0 |  |  |  |  | 0
M045420911800101 | 스위치 | 조광형스위치 | YS NPBL2(3)-AL22, AC220V 25Ø, 30Ø LED | 개 |  | 7000 | 0 |  | 0 |  |  |  |  | 0
E00000807041330216 | 스위치 | 스위치류 | 조광스위치(IL용 400W) | (개당) |  |  | 0 | 29727 | 0 |  |  |  |  | 0
M045542010010102 | 스위치 | 1구 스위치 | 네오 | 개 |  | 2333 | 0 |  | 0 |  |  |  |  | 0
E00000807041330201 | 스위치 | 스위치류 | 텀블러 스위치 단로용 | (개당) |  |  | 0 | 22971 | 0 |  |  |  |  | 0
M045542010020102 | 스위치 | 2구 스위치 | 네오 | 개 |  | 3617 | 0 |  | 0 |  |  |  |  | 0
E00000807041330201 | 스위치 | 스위치류 | 텀블러 스위치 단로용 | (개당) |  |  | 0 | 22971 | 0 |  |  |  |  | 0
M045542010030102 | 스위치 | 3구 스위치 | 네오 | 개 |  | 4808 | 0 |  | 0 |  |  |  |  | 0
E00000807041330201 | 스위치 | 스위치류 | 텀블러 스위치 단로용 | (개당) |  |  | 0 | 22971 | 0 |  |  |  |  | 0
M045542010040102 | 스위치 | 중2구 스위치 | 네오 | 개 |  | 4425 | 0 |  | 0 |  |  |  |  | 0
E00000807041330201 | 스위치 | 스위치류 | 텀블러 스위치 단로용 | (개당) |  |  | 0 | 22971 | 0 |  |  |  |  | 0
M045542010050102 | 스위치 | 중3구 스위치 | 네오 | 개 |  | 5580 | 0 |  | 0 |  |  |  |  | 0
E00000807041330201 | 스위치 | 스위치류 | 텀블러 스위치 단로용 | (개당) |  |  | 0 | 22971 | 0 |  |  |  |  | 0
M045542010060102 | 스위치 | 중4구 스위치 | 네오 | 개 |  | 6971 | 0 |  | 0 |  |  |  |  | 0
E00000807041330201 | 스위치 | 스위치류 | 텀블러 스위치 단로용 | (개당) |  |  | 0 | 22971 | 0 |  |  |  |  | 0
M045542010070102 | 스위치 | 중5구 스위치 | 네오 | 개 |  | 8145 | 0 |  | 0 |  |  |  |  | 0
E00000807041330201 | 스위치 | 스위치류 | 텀블러 스위치 단로용 | (개당) |  |  | 0 | 22971 | 0 |  |  |  |  | 0
M045542010080102 | 스위치 | 중6구 스위치 | 네오 | 개 |  | 9318 | 0 |  | 0 |  |  |  |  | 0
E00000807041330201 | 스위치 | 스위치류 | 텀블러 스위치 단로용 | (개당) |  |  | 0 | 22971 | 0 |  |  |  |  | 0
M045542010170102 | 스위치 | 3로1구 스위치 | 네오 | 개 |  | 3020 | 0 |  | 0 |  |  |  |  | 0
E00000807041330202 | 스위치 | 스위치류 | 텀블러 스위치 3로용 | (개당) |  |  | 0 | 22971 | 0 |  |  |  |  | 0
M045542010180102 | 스위치 | 3로2구 스위치 | 네오 | 개 |  | 4987 | 0 |  | 0 |  |  |  |  | 0
E00000807041330202 | 스위치 | 스위치류 | 텀블러 스위치 3로용 | (개당) |  |  | 0 | 22971 | 0 |  |  |  |  | 0
M045542010190102 | 스위치 | 3로3구 스위치 | 네오 | 개 |  | 6866 | 0 |  | 0 |  |  |  |  | 0
E00000807041330202 | 스위치 | 스위치류 | 텀블러 스위치 3로용 | (개당) |  |  | 0 | 22971 | 0 |  |  |  |  | 0
M045420912640101 | 스위치 | 22Ø PILOT LAMP | YS APL22-AL11 AC110V LED, | 개 |  | 5400 | 0 |  | 0 |  |  |  |  | 0
E00000807041330213 | 스위치 | 스위치류 | 표시등 | (개당) |  |  | 0 | 27025 | 0 |  |  |  |  | 0
M045420912650101 | 스위치 | 22Ø PILOT LAMP | YS APL22-AL22 AC220V LED, | 개 |  | 6100 | 0 |  | 0 |  |  |  |  | 0
E00000807041330213 | 스위치 | 스위치류 | 표시등 | (개당) |  |  | 0 | 27025 | 0 |  |  |  |  | 0
M045602311290101 | 재실감지시 | 마이콤재실감지센서 | DM2215MS(광역) 220V 15A | 개 |  | 84000 | 0 |  | 0 |  |  |  |  | 0
E00000807041330221 | 재실감지시 | 스위치류 | 타임스위치 | (개당) |  |  | 0 | 54050 | 0 |  |  |  |  | 0
M045602311300101 | 재실감지시 | 마이콤재실감지센서 | DM2210MS(기본) 220V 15A | 개 |  | 77000 | 0 |  | 0 |  |  |  |  | 0
E00000807041330221 | 재실감지시 | 스위치류 | 타임스위치 | (개당) |  |  | 0 | 54050 | 0 |  |  |  |  | 0
M045331712950101 | 마그네트 | Metasol 교류조작형접촉기(AC조작형) | MC-6a AC, 2.2㎾ 9A, 3㎾ 7A | 대 |  | 12300 | 0 |  | 0 |  |  |  |  | 0
E00000807041290301 | 마그네트 | 저압용개폐기 (마그넷스위치) | 30AF 이하 |  |  |  | 0 | 81075 | 0 |  |  |  |  | 0
M045331712960101 | 마그네트 | Metasol 교류조작형접촉기(AC조작형) | MC-9a AC, 2.5㎾ 11A, 4㎾ 9A | 대 |  | 12900 | 0 |  | 0 |  |  |  |  | 0
E00000807041290301 | 마그네트 | 저압용개폐기 (마그넷스위치) | 30AF 이하 |  |  |  | 0 | 81075 | 0 |  |  |  |  | 0
M045331712970101 | 마그네트 | Metasol 교류조작형접촉기(AC조작형) | MC-12a AC, 3.5㎾ 13A, 5.5㎾ 12A | 대 |  | 13600 | 0 |  | 0 |  |  |  |  | 0
E00000807041290301 | 마그네트 | 저압용개폐기 (마그넷스위치) | 30AF 이하 |  |  |  | 0 | 81075 | 0 |  |  |  |  | 0
M045331712980101 | 마그네트 | Metasol 교류조작형접촉기(AC조작형) | MC-18a AC, 4.5㎾ 18A, 7.5㎾ 18A | 대 |  | 19500 | 0 |  | 0 |  |  |  |  | 0
E00000807041290301 | 마그네트 | 저압용개폐기 (마그넷스위치) | 30AF 이하 |  |  |  | 0 | 81075 | 0 |  |  |  |  | 0
M045331712990101 | 마그네트 | Metasol 교류조작형접촉기(AC조작형) | MC-9b AC, 2.5㎾ 11A, 4㎾ 9A | 대 |  | 13800 | 0 |  | 0 |  |  |  |  | 0
E00000807041290301 | 마그네트 | 저압용개폐기 (마그넷스위치) | 30AF 이하 |  |  |  | 0 | 81075 | 0 |  |  |  |  | 0
M045331713000101 | 마그네트 | Metasol 교류조작형접촉기(AC조작형) | MC-12b AC, 3.5㎾ 13A, 5.5㎾ 12A | 대 |  | 14500 | 0 |  | 0 |  |  |  |  | 0
E00000807041290301 | 마그네트 | 저압용개폐기 (마그넷스위치) | 30AF 이하 |  |  |  | 0 | 81075 | 0 |  |  |  |  | 0
M045331713010101 | 마그네트 | Metasol 교류조작형접촉기(AC조작형) | MC-18b AC, 4.5㎾ 18A, 7.5㎾ 18A | 대 |  | 21300 | 0 |  | 0 |  |  |  |  | 0
E00000807041290301 | 마그네트 | 저압용개폐기 (마그넷스위치) | 30AF 이하 |  |  |  | 0 | 81075 | 0 |  |  |  |  | 0
M045331713020101 | 마그네트 | Metasol 교류조작형접촉기(AC조작형) | MC-22b AC, 5.5㎾ 22A, 11㎾ 22A | 대 |  | 23100 | 0 |  | 0 |  |  |  |  | 0
E00000807041290301 | 마그네트 | 저압용개폐기 (마그넷스위치) | 30AF 이하 |  |  |  | 0 | 81075 | 0 |  |  |  |  | 0
M045331713030101 | 마그네트 | Metasol 교류조작형접촉기(AC조작형) | MC-32a AC, 7.5㎾ 32A, 15㎾ 32A | 대 |  | 42300 | 0 |  | 0 |  |  |  |  | 0
E00000807041290302 | 마그네트 | 저압용개폐기 (마그넷스위치) | 50AF 이하 |  |  |  | 0 | 121612 | 0 |  |  |  |  | 0
M045331713040101 | 마그네트 | Metasol 교류조작형접촉기(AC조작형) | MC-40a AC, 11㎾ 40A, 18.5㎾ 40A | 대 |  | 49900 | 0 |  | 0 |  |  |  |  | 0
E00000807041290302 | 마그네트 | 저압용개폐기 (마그넷스위치) | 50AF 이하 |  |  |  | 0 | 121612 | 0 |  |  |  |  | 0
M045331713050101 | 마그네트 | Metasol 교류조작형접촉기(AC조작형) | MC-48a AC, 11㎾ 48A | 대 |  | 58100 | 0 |  | 0 |  |  |  |  | 0
E00000807041290302 | 마그네트 | 저압용개폐기 (마그넷스위치) | 50AF 이하 |  |  |  | 0 | 121612 | 0 |  |  |  |  | 0
M045331713060101 | 마그네트 | Metasol 교류조작형접촉기(AC조작형) | MC-50a AC, 15㎾ 55A, 22㎾ 50A | 대 |  | 61700 | 0 |  | 0 |  |  |  |  | 0
E00000807041290303 | 마그네트 | 저압용개폐기 (마그넷스위치) | 100AF 이하 |  |  |  | 0 | 162150 | 0 |  |  |  |  | 0
M045331713070101 | 마그네트 | Metasol 교류조작형접촉기(AC조작형) | MC-65a AC, 18.5㎾ 65A, 30㎾ 65A | 대 |  | 83500 | 0 |  | 0 |  |  |  |  | 0
E00000807041290303 | 마그네트 | 저압용개폐기 (마그넷스위치) | 100AF 이하 |  |  |  | 0 | 162150 | 0 |  |  |  |  | 0
M045331713080101 | 마그네트 | Metasol 교류조작형접촉기(AC조작형) | MC-75a AC, 22㎾ 75A, 37㎾ 75A | 대 |  | 99400 | 0 |  | 0 |  |  |  |  | 0
E00000807041290303 | 마그네트 | 저압용개폐기 (마그넷스위치) | 100AF 이하 |  |  |  | 0 | 162150 | 0 |  |  |  |  | 0
M045331713090101 | 마그네트 | Metasol 교류조작형접촉기(AC조작형) | MC-85a AC, 25㎾ 85A, 45㎾ 85A | 대 |  | 108700 | 0 |  | 0 |  |  |  |  | 0
E00000807041290303 | 마그네트 | 저압용개폐기 (마그넷스위치) | 100AF 이하 |  |  |  | 0 | 162150 | 0 |  |  |  |  | 0
M045331713100101 | 마그네트 | Metasol 교류조작형접촉기(AC조작형) | MC-100a AC, 30㎾ 105A, 55㎾ 105A | 대 |  | 123600 | 0 |  | 0 |  |  |  |  | 0
E00000807041290304 | 마그네트 | 저압용개폐기 (마그넷스위치) | 225AF 이하 |  |  |  | 0 | 216200 | 0 |  |  |  |  | 0
M045334610020101 | 마그네트 | 표준형 | MT-12/3H 3P 0.14~15A | 대 |  | 14000 | 0 |  | 0 |  |  |  |  | 0
E00000807041280601 | 마그네트 | 나이프 스위치 (3P) | 30AF 이하 | (개당) |  |  | 0 | 162150 | 0 |  |  |  |  | 0
M045334610040101 | 마그네트 | 표준형 | MT-32/3H 3P 0.14~34A | 대 |  | 20200 | 0 |  | 0 |  |  |  |  | 0
E00000807041280602 | 마그네트 | 나이프 스위치 (3P) | 60AF 이하 | (개당) |  |  | 0 | 221605 | 0 |  |  |  |  | 0
M045334610060101 | 마그네트 | 표준형 | MT-63/3H 3P 5~54A | 대 |  | 36500 | 0 |  | 0 |  |  |  |  | 0
E00000807041280602 | 마그네트 | 나이프 스위치 (3P) | 60AF 이하 | (개당) |  |  | 0 | 221605 | 0 |  |  |  |  | 0
M045334610080101 | 마그네트 | 표준형 | MT-95/3H 3P 8.5~90A | 대 |  | 39700 | 0 |  | 0 |  |  |  |  | 0
E00000807041280603 | 마그네트 | 나이프 스위치 (3P) | 100AF 이하 | (개당) |  |  | 0 | 313491 | 0 |  |  |  |  | 0
M045334610090101 | 마그네트 | 표준형 | MT-150/2H 2P 42~130A | 대 |  | 53800 | 0 |  | 0 |  |  |  |  | 0
E00000807041280604 | 마그네트 | 나이프 스위치 (3P) | 200AF 이하 | (개당) |  |  | 0 | 405376 | 0 |  |  |  |  | 0
M045334610100101 | 마그네트 | 표준형 | MT-150/3H 3P 42~130A | 대 |  | 58500 | 0 |  | 0 |  |  |  |  | 0
E00000807041280604 | 마그네트 | 나이프 스위치 (3P) | 200AF 이하 | (개당) |  |  | 0 | 405376 | 0 |  |  |  |  | 0
M045334610120101 | 마그네트 | 표준형 | MT-225/3H 3P 80~200A | 대 |  | 69700 | 0 |  | 0 |  |  |  |  | 0
E00000807041280604 | 마그네트 | 나이프 스위치 (3P) | 200AF 이하 | (개당) |  |  | 0 | 405376 | 0 |  |  |  |  | 0
M045334610140101 | 마그네트 | 표준형 | MT-400/3H 3P 107~350A | 대 |  | 145500 | 0 |  | 0 |  |  |  |  | 0
E00000807041280606 | 마그네트 | 나이프 스위치 (3P) | 400AF 이하 | (개당) |  |  | 0 | 594552 | 0 |  |  |  |  | 0
M045334610160101 | 마그네트 | 표준형 | MT-800/3H 3P 265~660A | 대 |  | 284700 | 0 |  | 0 |  |  |  |  | 0
E00000807041280607 | 마그네트 | 나이프 스위치 (3P) | 600AF 이하 | (개당) |  |  | 0 | 686437 | 0 |  |  |  |  | 0
M045420116600101 | 릴레이 | SSR(무접점릴레이) | WKS-1225SQHAC, 입력 85-260VAC/출력 220VAC/25A 방열판일체형 | 개 |  | 64780 | 0 |  | 0 |  |  |  |  | 0
E00000807021400206 | 릴레이 | 배전반 계기류 설치 | 계기 및 계전기-소형 | (개당) |  |  | 0 | 82566 | 0 |  |  |  |  | 0
M045334310280101 | 차단기 | ABS Type 배선용차단기 | ABS 33c , 정격전압:460V,14(10)kA 정격전류:3~30 극수:3P | 대 |  | 49300 | 0 |  | 0 |  |  |  |  | 0
E00000807041280302 | 차단기 | 배선용 차단기 (3P) | 50AF 이하 | (개당) |  |  | 0 | 199985 | 0 |  |  |  |  | 0
M045334310290101 | 차단기 | ABS Type 배선용차단기 | ABS 34c , 정격전압:460V,14(10)kA 정격전류:3~30 극수:4P | 대 |  | 58600 | 0 |  | 0 |  |  |  |  | 0
E00000807041280302 | 차단기 | 배선용 차단기 (3P) | 50AF 이하 | (개당) |  |  | 0 | 199985 | 0 |  |  |  |  | 0
M045334310310101 | 차단기 | ABS Type 배선용차단기 | ABS 53c , 정격전압:460V,18kA 정격전류:15~50 극수:3P | 대 |  | 53600 | 0 |  | 0 |  |  |  |  | 0
E00000807041280302 | 차단기 | 배선용 차단기 (3P) | 50AF 이하 | (개당) |  |  | 0 | 199985 | 0 |  |  |  |  | 0
M045334310320101 | 차단기 | ABS Type 배선용차단기 | ABS 54c , 정격전압:460V,18kA 정격전류:15~50 극수:4P | 대 |  | 66900 | 0 |  | 0 |  |  |  |  | 0
E00000807041280302 | 차단기 | 배선용 차단기 (3P) | 50AF 이하 | (개당) |  |  | 0 | 199985 | 0 |  |  |  |  | 0
M045334310340101 | 차단기 | ABS Type 배선용차단기 | ABS 63c , 정격전압:460V,18kA 정격전류:15~60 극수:3P | 대 |  | 55900 | 0 |  | 0 |  |  |  |  | 0
E00000807041280303 | 차단기 | 배선용 차단기 (3P) | 100AF 이하 | (개당) |  |  | 0 | 281061 | 0 |  |  |  |  | 0
M045334310350101 | 차단기 | ABS Type 배선용차단기 | ABS 64c , 정격전압:460V,18kA 정격전류:15~60 극수:4P | 대 |  | 70600 | 0 |  | 0 |  |  |  |  | 0
E00000807041280303 | 차단기 | 배선용 차단기 (3P) | 100AF 이하 | (개당) |  |  | 0 | 281061 | 0 |  |  |  |  | 0
M045334310370101 | 차단기 | ABS Type 배선용차단기 | ABS 103c, 정격전압:460V,37kA 정격전류:15~125 극수:3P | 대 |  | 104400 | 0 |  | 0 |  |  |  |  | 0
E00000807041280303 | 차단기 | 배선용 차단기 (3P) | 100AF 이하 | (개당) |  |  | 0 | 281061 | 0 |  |  |  |  | 0
M045334310380101 | 차단기 | ABS Type 배선용차단기 | ABS 104c, 정격전압:460V,37kA 정격전류:15~125 극수:4P | 대 |  | 129300 | 0 |  | 0 |  |  |  |  | 0
E00000807041280303 | 차단기 | 배선용 차단기 (3P) | 100AF 이하 | (개당) |  |  | 0 | 281061 | 0 |  |  |  |  | 0
M045334310400101 | 차단기 | ABS Type 배선용차단기 | ABS 203c, 정격전압:460V,37kA 정격전류:100~250 극수:3P | 대 |  | 251000 | 0 |  | 0 |  |  |  |  | 0
E00000807041280304 | 차단기 | 배선용 차단기 (3P) | 225AF 이하 | (개당) |  |  | 0 | 364838 | 0 |  |  |  |  | 0
M045334310410101 | 차단기 | ABS Type 배선용차단기 | ABS 204c, 정격전압:460V,37kA 정격전류:100~250 극수:4P | 대 |  | 287900 | 0 |  | 0 |  |  |  |  | 0
E00000807041280304 | 차단기 | 배선용 차단기 (3P) | 225AF 이하 | (개당) |  |  | 0 | 364838 | 0 |  |  |  |  | 0
M045334310430101 | 차단기 | ABS Type 배선용차단기 | ABS 403c, 정격전압:460V,50kA 정격전류:250~400 극수:3P | 대 |  | 417300 | 0 |  | 0 |  |  |  |  | 0
E00000807041280305 | 차단기 | 배선용 차단기 (3P) | 400AF 이하 | (개당) |  |  | 0 | 526989 | 0 |  |  |  |  | 0
M045334310440101 | 차단기 | ABS Type 배선용차단기 | ABS 404c , 정격전압:460V,50kA 정격전류:250~400 극수:4P | 대 |  | 508600 | 0 |  | 0 |  |  |  |  | 0
E00000807041280305 | 차단기 | 배선용 차단기 (3P) | 400AF 이하 | (개당) |  |  | 0 | 526989 | 0 |  |  |  |  | 0
M045334310460101 | 차단기 | ABS Type 배선용차단기 | ABS 603c , 정격전압:460V,65kA 정격전류:500~630 극수:3P | 대 |  | 983800 | 0 |  | 0 |  |  |  |  | 0
E00000807041280306 | 차단기 | 배선용 차단기 (3P) | 600AF 이하 | (개당) |  |  | 0 | 605362 | 0 |  |  |  |  | 0
M045334310470101 | 차단기 | ABS Type 배선용차단기 | ABS 604c , 정격전압:460V,65kA 정격전류:500~630 극수:4P | 대 |  | 1108200 | 0 |  | 0 |  |  |  |  | 0
E00000807041280306 | 차단기 | 배선용 차단기 (3P) | 600AF 이하 | (개당) |  |  | 0 | 605362 | 0 |  |  |  |  | 0
M045334310490101 | 차단기 | ABS Type 배선용차단기 | ABS 803c , 정격전압:460V,65kA 정격전류:700~800 극수:3P | 대 |  | 1182600 | 0 |  | 0 |  |  |  |  | 0
E00000807041280307 | 차단기 | 배선용 차단기 (3P) | 800AF 이하 | (개당) |  |  | 0 | 689140 | 0 |  |  |  |  | 0
M045334310500101 | 차단기 | ABS Type 배선용차단기 | ABS 804c , 정격전압:460V,65kA 정격전류:700~800 극수:4P | 대 |  | 1377800 | 0 |  | 0 |  |  |  |  | 0
E00000807041280307 | 차단기 | 배선용 차단기 (3P) | 800AF 이하 | (개당) |  |  | 0 | 689140 | 0 |  |  |  |  | 0
M045330711160101 | 차단기 | 분전반용누전차단기 | EBS32Fb, 극수:2P2E 정격전류:3,5,10,15,20,30 차단전류(220V):5kA 분전반용 | 대 |  | 40600 | 0 |  | 0 |  |  |  |  | 0
E00000807041290101 | 차단기 | 배선용차단기 | 30AF 이하 | (개당) |  |  | 0 | 51347 | 0 |  |  |  |  | 0
M045330711170101 | 차단기 | 분전반용누전차단기 | EBS33Fb, 극수:2P3E 정격전류:3,5,10,15,20,30 차단전류(220V):5kA 분전반용 | 대 |  | 48900 | 0 |  | 0 |  |  |  |  | 0
E00000807041290101 | 차단기 | 배선용차단기 | 30AF 이하 | (개당) |  |  | 0 | 51347 | 0 |  |  |  |  | 0
M045330711180101 | 차단기 | 분전반용누전차단기 | EBS52Fb, 극수:2P2E 정격전류:5,10,15,20,30,40,50 차단전류(220V):5kA 분전반용 | 대 |  | 43700 | 0 |  | 0 |  |  |  |  | 0
E00000807041290102 | 차단기 | 배선용차단기 | 50AF 이하 | (개당) |  |  | 0 | 70265 | 0 |  |  |  |  | 0
M045330711190101 | 차단기 | 분전반용누전차단기 | EBS53Fb, 극수:2P3E 정격전류:,40차단전류(220V) 세대1라인 메인차단기4개 세대2라인 메인차단기4개 | 대 | 8 | 53600 | 355904 |  | 0 |  |  |  |  | 355904
E00000807041290102 | 차단기 | 배선용차단기 | 50AF 이하 | (개당) | 8 |  | 0 | 70265 | 337272 |  |  |  |  | 337272 | 150% | 차단기철거재시공
M045330711200101 | 차단기 | 분전반용누전차단기 | EBS102Fb, 극수:2P2E 정격전류:60,75,100 차단전류(220V):10kA 분전반용 | 대 |  | 91700 | 0 |  | 0 |  |  |  |  | 0
E00000807041290103 | 차단기 | 배선용차단기 | 100AF 이하 | (개당) |  |  | 0 | 97290 | 0 |  |  |  |  | 0
M045330711210101 | 차단기 | 분전반용누전차단기 | EBS103Fb, 극수:2P3E 정격전류:60,75,100 차단전류(220V):10kA 분전반용 | 대 |  | 114700 | 0 |  | 0 |  |  |  |  | 0
E00000807041290103 | 차단기 | 배선용차단기 | 100AF 이하 | (개당) |  |  | 0 | 97290 | 0 |  |  |  |  | 0
M045330712110101 | 차단기 | EBS Type 누전차단기 | EBS32c, 극수:2P 정격전류:15~30 차단전류(460V):14kA | 대 |  | 73900 | 0 |  | 0 |  |  |  |  | 0
E00000807041290101 | 차단기 | 배선용차단기 | 30AF 이하 | (개당) |  |  | 0 | 51347 | 0 |  |  |  |  | 0
M045330712120101 | 차단기 | EBS Type 누전차단기 | EBS 33c, 극수:3P 정격전류:15~30 차단전류(460V):14kA | 대 |  | 80200 | 0 |  | 0 |  |  |  |  | 0
E00000807041280302 | 차단기 | 배선용 차단기 (3P) | 50AF 이하 | (개당) |  |  | 0 | 199985 | 0 |  |  |  |  | 0
M045330712130101 | 차단기 | EBS Type 누전차단기 | EBS 34c, 극수:4P 정격전류:15~30 차단전류(460V):14kA | 대 |  | 110100 | 0 |  | 0 |  |  |  |  | 0
E00000807041280302 | 차단기 | 배선용 차단기 (3P) | 50AF 이하 | (개당) |  |  | 0 | 199985 | 0 |  |  |  |  | 0
M045330712140101 | 차단기 | EBS Type 누전차단기 | EBS 53c, 극수:3P 정격전류:15~50 차단전류(460V):18kA | 대 |  | 131400 | 0 |  | 0 |  |  |  |  | 0
E00000807041280302 | 차단기 | 배선용 차단기 (3P) | 50AF 이하 | (개당) |  |  | 0 | 199985 | 0 |  |  |  |  | 0
M045330712150101 | 차단기 | EBS Type 누전차단기 | EBS 54c, 극수:4P 정격전류:15~50 차단전류(460V):18kA | 대 |  | 143400 | 0 |  | 0 |  |  |  |  | 0
E00000807041280302 | 차단기 | 배선용 차단기 (3P) | 50AF 이하 | (개당) |  |  | 0 | 199985 | 0 |  |  |  |  | 0
M045330712160101 | 차단기 | EBS Type 누전차단기 | EBS 63c, 극수:3P 정격전류:60 차단전류(460V):18kA | 대 |  | 133900 | 0 |  | 0 |  |  |  |  | 0
E00000807041280303 | 차단기 | 배선용 차단기 (3P) | 100AF 이하 | (개당) |  |  | 0 | 281061 | 0 |  |  |  |  | 0
M045330712170101 | 차단기 | EBS Type 누전차단기 | EBS 64c, 극수:4P 정격전류:60 차단전류(460V):18kA | 대 |  | 170400 | 0 |  | 0 |  |  |  |  | 0
E00000807041280303 | 차단기 | 배선용 차단기 (3P) | 100AF 이하 | (개당) |  |  | 0 | 281061 | 0 |  |  |  |  | 0
M045330712180101 | 차단기 | EBS Type 누전차단기 | EBS 103c, 극수:3P 정격전류:15~125 차단전류(460V):37kA | 대 |  | 178100 | 0 |  | 0 |  |  |  |  | 0
E00000807041280303 | 차단기 | 배선용 차단기 (3P) | 100AF 이하 | (개당) |  |  | 0 | 281061 | 0 |  |  |  |  | 0
M045330712190101 | 차단기 | EBS Type 누전차단기 | EBS 104c, 극수:4P 정격전류:15~125 차단전류(460V):37kA | 대 |  | 213900 | 0 |  | 0 |  |  |  |  | 0
E00000807041280303 | 차단기 | 배선용 차단기 (3P) | 100AF 이하 | (개당) |  |  | 0 | 281061 | 0 |  |  |  |  | 0
M045330712200101 | 차단기 | EBS Type 누전차단기 | EBS 203c, 극수:3P 정격전류:100~250 차단전류(460V):37kA | 대 |  | 376900 | 0 |  | 0 |  |  |  |  | 0
E00000807041280304 | 차단기 | 배선용 차단기 (3P) | 225AF 이하 | (개당) |  |  | 0 | 364838 | 0 |  |  |  |  | 0
M045330712210101 | 차단기 | EBS Type 누전차단기 | EBS 204c, 극수:4P 정격전류:100~250 차단전류(460V):37kA | 대 |  | 443500 | 0 |  | 0 |  |  |  |  | 0
E00000807041280304 | 차단기 | 배선용 차단기 (3P) | 225AF 이하 | (개당) |  |  | 0 | 364838 | 0 |  |  |  |  | 0
M045330712220101 | 차단기 | EBS Type 누전차단기 | EBS 403c, 극수:3P 정격전류:250~400 차단전류(460V):50kA | 대 |  | 643600 | 0 |  | 0 |  |  |  |  | 0
E00000807041280305 | 차단기 | 배선용 차단기 (3P) | 400AF 이하 | (개당) |  |  | 0 | 526989 | 0 |  |  |  |  | 0
M045330712230101 | 차단기 | EBS Type 누전차단기 | EBS 404c, 극수:4P 정격전류:250~400 차단전류(460V):50kA | 대 |  | 856400 | 0 |  | 0 |  |  |  |  | 0
E00000807041280305 | 차단기 | 배선용 차단기 (3P) | 400AF 이하 | (개당) |  |  | 0 | 526989 | 0 |  |  |  |  | 0
M045330712240101 | 차단기 | EBS Type 누전차단기 | EBS 603c, 극수:3P 정격전류:500~630 차단전류(460V):65kA | 대 |  | 1201800 | 0 |  | 0 |  |  |  |  | 0
E00000807041280306 | 차단기 | 배선용 차단기 (3P) | 600AF 이하 | (개당) |  |  | 0 | 605362 | 0 |  |  |  |  | 0
M045330712250101 | 차단기 | EBS Type 누전차단기 | EBS 803c, 극수:3P 정격전류:700~800 차단전류(460V):65kA | 대 |  | 1464200 | 0 |  | 0 |  |  |  |  | 0
E00000807041280307 | 차단기 | 배선용 차단기 (3P) | 800AF 이하 | (개당) |  |  | 0 | 689140 | 0 |  |  |  |  | 0
M045330710070101 | 차단기 | 분전반용누전차단기 | EBE 32Fb, 극수:2P2E 정격전류:5,10,15,20,30 차단전류(220V):2.5kA 분전반용 | 대 |  | 38900 | 0 |  | 0 |  |  |  |  | 0
E00000807041290101 | 차단기 | 배선용차단기 | 30AF 이하 | (개당) |  |  | 0 | 51347 | 0 |  |  |  |  | 0
M045330710080101 | 차단기 | 분전반용누전차단기 | EBE 33Fb, 극수:2P3E 정격전류:5,10,15,20,30 차단전류(220V):2.5kA 분전반용 | 대 |  | 47000 | 0 |  | 0 |  |  |  |  | 0
E00000807041290101 | 차단기 | 배선용차단기 | 30AF 이하 | (개당) |  |  | 0 | 51347 | 0 |  |  |  |  | 0
M045330710090101 | 차단기 | 분전반용누전차단기 | EBE 52Fb, 극수:2P2E 정격전류:15,20,30,40,50 차단전류(220V):2.5kA 분전반용 | 대 |  | 42200 | 0 |  | 0 |  |  |  |  | 0
E00000807041290102 | 차단기 | 배선용차단기 | 50AF 이하 | (개당) |  |  | 0 | 70265 | 0 |  |  |  |  | 0
M045330710100101 | 차단기 | 분전반용누전차단기 | EBE 53Fb, 극수:2P3E 정격전류:15,20,30,40,50 차단전류(220V):2.5kA 분전반용 | 대 |  | 51900 | 0 |  | 0 |  |  |  |  | 0
E00000807041290102 | 차단기 | 배선용차단기 | 50AF 이하 | (개당) |  |  | 0 | 70265 | 0 |  |  |  |  | 0
M045330710110101 | 차단기 | 분전반용누전차단기 | EBE 102Fb, 극수:2P2E 정격전류:60,75,100 차단전류(220V):5kA 분전반용 | 대 |  | 83300 | 0 |  | 0 |  |  |  |  | 0
E00000807041290103 | 차단기 | 배선용차단기 | 100AF 이하 | (개당) |  |  | 0 | 97290 | 0 |  |  |  |  | 0
M045330710120101 | 차단기 | 분전반용누전차단기 | EBE 103Fb, 극수:2P3E 정격전류:60,75,100 차단전류(220V):5kA 분전반용 | 대 |  | 95500 | 0 |  | 0 |  |  |  |  | 0
E00000807041290103 | 차단기 | 배선용차단기 | 100AF 이하 | (개당) |  |  | 0 | 97290 | 0 |  |  |  |  | 0
M045330710020101 | 차단기 | 분전반용누전차단기 | 32GRc, 극수:2P2E 정격전류:20차단전류(220V) 세대당6개 1.2라인총 8세대 | 대 | 48 | 14800 | 589632 |  | 0 |  |  |  |  | 589632
E00000807041290101 | 차단기 | 배선용차단기 | 30AF 이하 | (개당) | 48 |  | 0 | 51347 | 1478793.6 |  |  |  |  | 1478793.6 | 150% | 차단기철거재시공
E00000807031920101 | 접지 | 접지저항 측정 |  | (개소당) |  |  |  | 32166 | 0 |  |  |  |  | 0
M045011610010101 | 접지 | F-GV | 2.5㎟ | m |  | 800 | 0 |  | 0 |  |  |  |  | 0
E00000807041230101 | 접지 | 제어용 케이블 설치 | 1C 2.5㎟ | (m 당) |  |  | 0 | 2957 | 0 |  |  |  |  | 0
M045011610020101 | 접지 | F-GV | 4㎟ | m |  | 1112 | 0 |  | 0 |  |  |  |  | 0
E00000807041230102 | 접지 | 제어용 케이블 설치 | 1C 4.0㎟ | (m 당) |  |  | 0 | 3253 | 0 |  |  |  |  | 0
M045011610030101 | 접지 | F-GV | 6㎟ | m |  | 1266 | 0 |  | 0 |  |  |  |  | 0
E00000807041230103 | 접지 | 제어용 케이블 설치 | 1C 6.0㎟ | (m 당) |  |  | 0 | 3845 | 0 |  |  |  |  | 0
M045011610040101 | 접지 | F-GV | 10㎟ | m |  | 2133 | 0 |  | 0 |  |  |  |  | 0
E00000807041230105 | 접지 | 제어용 케이블 설치 | 1C 10㎟이하 | (m 당) |  |  | 0 | 5324 | 0 |  |  |  |  | 0
M045011610050101 | 접지 | F-GV | 16㎟ | m |  | 2912 | 0 |  | 0 |  |  |  |  | 0
E00000807041210101 | 접지 | 전력케이블 구내설치 (PVC 및 고무절연외장 케이블) | 600V 16㎟이하×1C | (m 당) |  |  | 0 | 6803 | 0 |  |  |  |  | 0
M045011610060101 | 접지 | F-GV | 25㎟ | m |  | 4473 | 0 |  | 0 |  |  |  |  | 0
E00000807041210102 | 접지 | 전력케이블 구내설치 (PVC 및 고무절연외장 케이블) | 600V 25㎟이하×1C | (m 당) |  |  | 0 | 8873 | 0 |  |  |  |  | 0
M045011610070101 | 접지 | F-GV | 35㎟ | m |  | 6317 | 0 |  | 0 |  |  |  |  | 0
E00000807041210103 | 접지 | 전력케이블 구내설치 (PVC 및 고무절연외장 케이블) | 600V 38㎟이하×1C | (m 당) |  |  | 0 | 10648 | 0 |  |  |  |  | 0
M045011610080101 | 접지 | F-GV | 50㎟ | m |  | 8587 | 0 |  | 0 |  |  |  |  | 0
E00000807041210104 | 접지 | 전력케이블 구내설치 (PVC 및 고무절연외장 케이블) | 600V 50㎟이하×1C | (m 당) |  |  | 0 | 12718 | 0 |  |  |  |  | 0
M045011610090101 | 접지 | F-GV | 70㎟ | m |  | 12093 | 0 |  | 0 |  |  |  |  | 0
E00000807041210106 | 접지 | 전력케이블 구내설치 (PVC 및 고무절연외장 케이블) | 600V 70㎟이하×1C | (m 당) |  |  | 0 | 16859 | 0 |  |  |  |  | 0
M045011610100101 | 접지 | F-GV | 95㎟ | m |  | 16280 | 0 |  | 0 |  |  |  |  | 0
E00000807041210108 | 접지 | 전력케이블 구내설치 (PVC 및 고무절연외장 케이블) | 600V 100㎟이하×1C | (m 당) |  |  | 0 | 21000 | 0 |  |  |  |  | 0
M045011610110101 | 접지 | F-GV | 120㎟ | m |  | 19906 | 0 |  | 0 |  |  |  |  | 0
E00000807041210109 | 접지 | 전력케이블 구내설치 (PVC 및 고무절연외장 케이블) | 600V 125㎟이하×1C | (m 당) |  |  | 0 | 24845 | 0 |  |  |  |  | 0
M045011610120101 | 접지 | F-GV | 150㎟ | m |  | 24204 | 0 |  | 0 |  |  |  |  | 0
E00000807041210110 | 접지 | 전력케이블 구내설치 (PVC 및 고무절연외장 케이블) | 600V 150㎟이하×1C | (m 당) |  |  | 0 | 28691 | 0 |  |  |  |  | 0
M045011610130101 | 접지 | F-GV | 185㎟ | m |  | 29813 | 0 |  | 0 |  |  |  |  | 0
E00000807041210111 | 접지 | 전력케이블 구내설치 (PVC 및 고무절연외장 케이블) | 600V 185㎟이하×1C | (m 당) |  |  | 0 | 31944 | 0 |  |  |  |  | 0
M045011610140101 | 접지 | F-GV | 240㎟ | m |  | 39106 | 0 |  | 0 |  |  |  |  | 0
E00000807041210113 | 접지 | 전력케이블 구내설치 (PVC 및 고무절연외장 케이블) | 600V 240㎟이하×1C | (m 당) |  |  | 0 | 40226 | 0 |  |  |  |  | 0
M045011610150101 | 접지 | F-GV | 300㎟ | m |  | 48420 | 0 |  | 0 |  |  |  |  | 0
E00000807041210115 | 접지 | 전력케이블 구내설치 (PVC 및 고무절연외장 케이블) | 600V 300㎟이하×1C | (m 당) |  |  | 0 | 47029 | 0 |  |  |  |  | 0
M045241410190101 | 덕트 | AL 덕트(분체도장가능) | 50×35㎜, 1M (포장수:30), 3M | m |  | 15000 | 0 |  | 0 |  |  |  |  | 0
E00000807041170101 | 덕트 | 금속덕트 설치 | 60×30㎜이하(18㎠) | (m 당) |  |  | 0 | 40537 | 0 |  |  |  |  | 0
M045241410200101 | 덕트 | AL 덕트(분체도장가능) | 60×60㎜, 1M (포장수:30), 3M | m |  | 20000 | 0 |  | 0 |  |  |  |  | 0
E00000807041170101 | 덕트 | 금속덕트 설치 | 60×30㎜이하(18㎠) | (m 당) |  |  | 0 | 40537 | 0 |  |  |  |  | 0
M045241410210101 | 덕트 | AL 덕트(분체도장가능) | 70×40㎜, 1M (포장수:30), 3M | m |  | 20000 | 0 |  | 0 |  |  |  |  | 0
E00000807041170102 | 덕트 | 금속덕트 설치 | 100×50㎜이하(50㎠) | (m 당) |  |  | 0 | 54050 | 0 |  |  |  |  | 0
M045241410220101 | 덕트 | AL 덕트(분체도장가능) | 100×50㎜, 1M (포장수:20), 3M | m |  | 25000 | 0 |  | 0 |  |  |  |  | 0
E00000807041170102 | 덕트 | 금속덕트 설치 | 100×50㎜이하(50㎠) | (m 당) |  |  | 0 | 54050 | 0 |  |  |  |  | 0
M045241410230101 | 덕트 | AL 덕트(분체도장가능) | 120×60㎜, 1M (포장수:14), 3M | m |  | 35000 | 0 |  | 0 |  |  |  |  | 0
E00000807041170104 | 덕트 | 금속덕트 설치 | 150×100㎜이하(150㎠) | (m 당) |  |  | 0 | 108100 | 0 |  |  |  |  | 0
M045241410240101 | 덕트 | AL 덕트(분체도장가능) | 150×100㎜, 1M (포장수:10), 3M | m |  | 50000 | 0 |  | 0 |  |  |  |  | 0
E00000807041170104 | 덕트 | 금속덕트 설치 | 150×100㎜이하(150㎠) | (m 당) |  |  | 0 | 108100 | 0 |  |  |  |  | 0
M045241210440101 | 몰딩 | 칼라(고강도)몰드 | 1호, 25×9㎜, (포장수:100), 회색/미색/나무 | m |  | 1100 | 0 |  | 0 |  |  |  |  | 0
E00000807041190101 | 몰딩 | PVC 및 금속몰딩 | 금속몰딩 소형210㎟이하 | (m 당) |  |  | 0 | 43240 | 0 |  |  |  |  | 0
M045241210450101 | 몰딩 | 칼라(고강도)몰드 | 2호, 31×11㎜, (포장수:100), 회색/미색/나무/밤색 | m |  | 1500 | 0 |  | 0 |  |  |  |  | 0
E00000807041190101 | 몰딩 | PVC 및 금속몰딩 | 금속몰딩 소형210㎟이하 | (m 당) |  |  | 0 | 43240 | 0 |  |  |  |  | 0
M045241210460101 | 몰딩 | 칼라(고강도)몰드 | 3호, 39×15㎜, (포장수:50), 회색/미색/나무/밤색 | m |  | 2000 | 0 |  | 0 |  |  |  |  | 0
E00000807041190101 | 몰딩 | PVC 및 금속몰딩 | 금속몰딩 소형210㎟이하 | (m 당) |  |  | 0 | 43240 | 0 |  |  |  |  | 0
M045241210470101 | 몰딩 | 칼라(고강도)몰드 | 4호, 51×19㎜, (포장수:50), 회색/미색/나무/밤색 | m |  | 3000 | 0 |  | 0 |  |  |  |  | 0
E00000807041190101 | 몰딩 | PVC 및 금속몰딩 | 금속몰딩 소형210㎟이하 | (m 당) |  |  | 0 | 43240 | 0 |  |  |  |  | 0
M045241210480101 | 몰딩 | 칼라(고강도)몰드 | 5호, 65×22㎜, (포장수:30), 회색/미색/나무/밤색 | m |  | 4000 | 0 |  | 0 |  |  |  |  | 0
E00000807041190101 | 몰딩 | PVC 및 금속몰딩 | 금속몰딩 소형210㎟이하 | (m 당) |  |  | 0 | 43240 | 0 |  |  |  |  | 0
M045260311190102 | 레이스웨이 | Race Way Body | 70×40 | m |  | 6780 | 0 |  | 0 |  |  |  |  | 0
E00000807041190202 | 레이스웨이 | 레이스웨이 설치 | (70×40) 2,800㎟이하 | (m 당) |  |  | 0 | 81075 | 0 |  |  |  |  | 0
M045260311250102 | 레이스웨이 | J/Box “I” | 70×40 | 개 |  | 5340 | 0 |  | 0 |  |  |  |  | 0
E00000808141030602 | 레이스웨이 | 레이스웨이부속품 | JOINT BOX, W70×H40 | (개당) |  |  | 0 | 10810 | 0 |  |  |  |  | 0
M045260311260102 | 레이스웨이 | J/Box “L” | 70×40 | 개 |  | 6680 | 0 |  | 0 |  |  |  |  | 0
E00000808141030602 | 레이스웨이 | 레이스웨이부속품 | JOINT BOX, W70×H40 | (개당) |  |  | 0 | 10810 | 0 |  |  |  |  | 0
M045260311270102 | 레이스웨이 | J/Box “T” | 70×40 | 개 |  | 7780 | 0 |  | 0 |  |  |  |  | 0
E00000808141030602 | 레이스웨이 | 레이스웨이부속품 | JOINT BOX, W70×H40 | (개당) |  |  | 0 | 10810 | 0 |  |  |  |  | 0
M045260311280102 | 레이스웨이 | J/Box “+” | 70×40 | 개 |  | 8920 | 0 |  | 0 |  |  |  |  | 0
E00000808141030602 | 레이스웨이 | 레이스웨이부속품 | JOINT BOX, W70×H40 | (개당) |  |  | 0 | 10810 | 0 |  |  |  |  | 0
M045573819430101 | 레이스웨이 | LED 실내조명등기구 | HB-RW00040ES, LED 레이스웨이, 40W | 개 |  | 120000 | 0 |  | 0 |  |  |  |  | 0
E00000807041850105 | 레이스웨이 | LED 등기구설치 (직부등) | 55W이하 | (등당) |  |  | 0 | 68643 | 0 |  |  |  |  | 0
M045260311290102 | 레이스웨이 | End Cap | 70×40 | 개 |  | 1380 | 0 |  | 0 |  |  |  |  | 0
M045260311300102 | 레이스웨이 | Cover Clamp(Sus Band) | 70×40 | 개 |  | 500 | 0 |  | 0 |  |  |  |  | 0
M045260311310102 | 레이스웨이 | Box Connector | 70×40 | 개 |  | 2600 | 0 |  | 0 |  |  |  |  | 0
M045260311320102 | 레이스웨이 | Joint Box | 70×40 | 개 |  | 3560 | 0 |  | 0 |  |  |  |  | 0
M045260311330102 | 레이스웨이 | Hanger“C” | 70×40 | 개 |  | 4600 | 0 |  | 0 |  |  |  |  | 0
M045260311340102 | 레이스웨이 | 기구용금구 | 70×40 | 개 |  | 880 | 0 |  | 0 |  |  |  |  | 0
M045260311210102 | 레이스웨이 | Joiner | 70×40 | 개 |  | 2020 | 0 |  | 0 |  |  |  |  | 0
M045260311220102 | 레이스웨이 | Hanger“A” | 70×40 | 개 |  | 1260 | 0 |  | 0 |  |  |  |  | 0
M045260311230102 | 레이스웨이 | H/elbow | 70×40 | 개 |  | 5760 | 0 |  | 0 |  |  |  |  | 0
M045260311240102 | 레이스웨이 | V.In / V.Out Elbow | 70×40 | 개 |  | 5760 | 0 |  | 0 |  |  |  |  | 0
M045260311200102 | 레이스웨이 | Race Way Cover | 70×40 | m |  | 2760 | 0 |  | 0 |  |  |  |  | 0
M045573819330101 | 조명 | LED 실내조명등기구 | HB-PE63025ES, LED 면조명, 25W | 개 |  | 89000 | 0 |  | 0 |  |  |  |  | 0
E00000807041850102 | 조명 | LED 등기구설치 (직부등) | 25W이하 | (등당) |  |  | 0 | 37294 | 0 |  |  |  |  | 0
E00000807041850403 | 조명 | LED 등기구설치 (매입 및 반매입) | 35W이하 | (등당) |  |  | 0 | 65400 | 0 |  |  |  |  | 0
M045573819360101 | 조명 | LED 실내조명등기구 | HB-PE12340ES, LED 면조명, 40W | 개 |  | 138000 | 0 |  | 0 |  |  |  |  | 0
E00000807041850104 | 조명 | LED 등기구설치 (직부등) | 45W이하 | (등당) |  |  | 0 | 59725 | 0 |  |  |  |  | 0
E00000807041850404 | 조명 | LED 등기구설치 (매입 및 반매입) | 45W이하 | (등당) |  |  | 0 | 71076 | 0 |  |  |  |  | 0
M045573819380101 | 조명 | LED 실내조명등기구 | HB-PE12350ES, LED 면조명, 50W | 개 |  | 148000 | 0 |  | 0 |  |  |  |  | 0
E00000807041850105 | 조명 | LED 등기구설치 (직부등) | 55W이하 | (등당) |  |  | 0 | 68643 | 0 |  |  |  |  | 0
E00000807041850405 | 조명 | LED 등기구설치 (매입 및 반매입) | 55W이하 | (등당) |  |  | 0 | 82696 | 0 |  |  |  |  | 0
M045573819460101 | 조명 | LED 실내조명등기구 | HB-DL6IN15DO, LED 6인치 다운라이트, 15W | 개 |  | 42000 | 0 |  | 0 |  |  |  |  | 0
E00000807041850403 | 조명 | LED 등기구설치 (매입 및 반매입) | 35W이하 | (등당) |  |  | 0 | 65400 | 0 |  |  |  |  | 0
M045573819470101 | 조명 | LED 실내조명등기구 | HB-DL6IN20DO, LED 6인치 다운라이트, 20W | 개 |  | 43000 | 0 |  | 0 |  |  |  |  | 0
E00000807041850403 | 조명 | LED 등기구설치 (매입 및 반매입) | 35W이하 | (등당) |  |  | 0 | 65400 | 0 |  |  |  |  | 0
M045573819480101 | 조명 | LED 실내조명등기구 | HB-DL8IN30DO, LED 8인치 다운라이트, 30W | 개 |  | 89000 | 0 |  | 0 |  |  |  |  | 0
E00000807041850403 | 조명 | LED 등기구설치 (매입 및 반매입) | 35W이하 | (등당) |  |  | 0 | 65400 | 0 |  |  |  |  | 0
M045573819410101 | 조명 | LED 실내조명등기구 | HB-DPMP40ES, LED 방진방습등, 40W | 개 |  | 170000 | 0 |  | 0 |  |  |  |  | 0
E00000807041850104 | 조명 | LED 등기구설치 (직부등) | 45W이하 | (등당) |  |  | 0 | 59725 | 0 |  |  |  |  | 0
M045575810360101 | 조명 | LED방폭등 | HB-CILE-60, LED 방폭등, 60W | 개 |  | 710000 | 0 |  | 0 |  |  |  |  | 0
E00000807041850105 | 조명 | LED 등기구설치 (직부등) | 55W이하 | (등당) |  |  | 0 | 68643 | 0 |  |  |  |  | 0
M045574911660101 | 조명 | LED등기구 | SEL/IT20W*2, LED직관 20W×2등용, 내압방폭등 | 개 |  | 455000 | 0 |  | 0 |  |  |  |  | 0
E00000807041850105 | 조명 | LED 등기구설치 (직부등) | 55W이하 | (등당) |  |  | 0 | 68643 | 0 |  |  |  |  | 0
M045575811030101 | 조명 | LED 투광등 | HBK-60, LED 투광등, 60W | 개 |  | 660000 | 0 |  | 0 |  |  |  |  | 0
E00000807041850105 | 조명 | LED 등기구설치 (직부등) | 55W이하 | (등당) |  |  | 0 | 68643 | 0 |  |  |  |  | 0
M045574810160101 | 조명 | T5 LED 등기구 | 6W, 길이 : 312㎜ | 개 |  | 7990 | 0 |  | 0 |  |  |  |  | 0
E00000807041850101 | 조명 | LED 등기구설치 (직부등) | 15W이하 | (등당) |  |  | 0 | 31619 | 0 |  |  |  |  | 0
M045574810170101 | 조명 | T5 LED 등기구 | 10W, 길이 : 573㎜ | 개 |  | 9990 | 0 |  | 0 |  |  |  |  | 0
E00000807041850101 | 조명 | LED 등기구설치 (직부등) | 15W이하 | (등당) |  |  | 0 | 31619 | 0 |  |  |  |  | 0
M045574810180101 | 조명 | T5 LED 등기구 | 15W, 길이 : 873㎜ | 개 |  | 10990 | 0 |  | 0 |  |  |  |  | 0
E00000807041850101 | 조명 | LED 등기구설치 (직부등) | 15W이하 | (등당) |  |  | 0 | 31619 | 0 |  |  |  |  | 0
M045574810190101 | 조명 | T5 LED 등기구 | 20W, 길이 : 1,173㎜ | 개 |  | 11990 | 0 |  | 0 |  |  |  |  | 0
E00000807041850102 | 조명 | LED 등기구설치 (직부등) | 25W이하 | (등당) |  |  | 0 | 37294 | 0 |  |  |  |  | 0
M045602110010101 | LED | LED직관램프 | 소비전력 9W, 26Ø ×280㎜ (안정기호환형) | 개 |  | 16700 | 0 |  | 0 |  |  |  |  | 0
E00000807041320120 | 조명 | 가전기구 설치 | 전구교환 | (대,개,조당) |  |  | 0 | 12161 | 0 |  |  |  |  | 0
M045602110020101 | LED | LED직관램프 | 소비전력 16W, 26Ø ×1198㎜ (안정기호환형) | 개 |  | 19200 | 0 |  | 0 |  |  |  |  | 0
E00000807041320120 | 조명 | 가전기구 설치 | 전구교환 | (대,개,조당) |  |  | 0 | 12161 | 0 |  |  |  |  | 0
M045601310570102 | 형광등 | 삼파장직관형광램프 | FL20SEX-D/18, 18W | 개 |  | 2240 | 0 |  | 0 |  |  |  |  | 0
E00000807041320120 | 조명 | 가전기구 설치 | 전구교환 | (대,개,조당) |  |  | 0 | 12161 | 0 |  |  |  |  | 0
M045601310580102 | 형광등 | 삼파장직관형광램프 | FLR40EX-D, 40W | 개 |  | 3650 | 0 |  | 0 |  |  |  |  | 0
E00000807041320120 | 조명 | 가전기구 설치 | 전구교환 | (대,개,조당) |  |  | 0 | 12161 | 0 |  |  |  |  | 0
M045630510920101 | 형광등안정기 | 직관형광램프용안정기 | FL 20W 1등용 190×30×24, 220V, 60㎐ | 개 |  | 6990 | 0 |  | 0 |  |  |  |  | 0
M045630510930101 | 형광등안정기 | 직관형광램프용안정기 | FL 32W 1등용 190×30×24, 220V, 60㎐ | 개 |  | 6990 | 0 |  | 0 |  |  |  |  | 0
M045630510950101 | 형광등안정기 | 직관형광램프용안정기 | FL 20W 2등용 190×30×24, 220V, 60㎐ | 개 |  | 7490 | 0 |  | 0 |  |  |  |  | 0
M045630510960101 | 형광등안정기 | 직관형광램프용안정기 | FL 32W 2등용 190×30×24, 220V, 60㎐ | 개 |  | 7490 | 0 |  | 0 |  |  |  |  | 0
M045860216210101 | 배터리 | 12V 무보수무누액밀폐형 축전지(VRLA-AGM) | ESP 40-12, 12V 40AH | 개 |  | 208000 | 0 |  | 0 |  |  |  |  | 0
E00000807031B30201 | 배터리 | 배터리 교체 | 배처리 철거 및 설치, 정상동작 확인 및 시험 |  |  |  | 0 | 136231 | 0 |  |  |  |  | 0
M045860216220101 | 배터리 | 12V 무보수무누액밀폐형 축전지(VRLA-AGM) | ESP 65-12, 12V 65AH | 개 |  | 325000 | 0 |  | 0 |  |  |  |  | 0
E00000807031B30201 | 배터리 | 배터리 교체 | 배처리 철거 및 설치, 정상동작 확인 및 시험 |  |  |  | 0 | 136231 | 0 |  |  |  |  | 0
M045860216230101 | 배터리 | 12V 무보수무누액밀폐형 축전지(VRLA-AGM) | ESP 100-12, 12V 100AH | 개 |  | 525000 | 0 |  | 0 |  |  |  |  | 0
E00000807031B30201 | 배터리 | 배터리 교체 | 배처리 철거 및 설치, 정상동작 확인 및 시험 |  |  |  | 0 | 136231 | 0 |  |  |  |  | 0
M045860216240101 | 배터리 | 12V 무보수무누액밀폐형 축전지(VRLA-AGM) | ESP 120-12, 12V 120AH | 개 |  | 657000 | 0 |  | 0 |  |  |  |  | 0
E00000807031B30201 | 배터리 | 배터리 교체 | 배처리 철거 및 설치, 정상동작 확인 및 시험 |  |  |  | 0 | 136231 | 0 |  |  |  |  | 0
M045860216250101 | 배터리 | 12V 무보수무누액밀폐형 축전지(VRLA-AGM) | ESP 130-12, 12V 130AH | 개 |  | 719000 | 0 |  | 0 |  |  |  |  | 0
E00000807031B30201 | 배터리 | 배터리 교체 | 배처리 철거 및 설치, 정상동작 확인 및 시험 |  |  |  | 0 | 136231 | 0 |  |  |  |  | 0
M045860216260101 | 배터리 | 12V 무보수무누액밀폐형 축전지(VRLA-AGM) | ESP 150-12, 12V 150AH | 개 |  | 784000 | 0 |  | 0 |  |  |  |  | 0
E00000807031B30201 | 배터리 | 배터리 교체 | 배처리 철거 및 설치, 정상동작 확인 및 시험 |  |  |  | 0 | 136231 | 0 |  |  |  |  | 0
M045860216270101 | 배터리 | 12V 무보수무누액밀폐형 축전지(VRLA-AGM) | ESP 200-12, 12V 200AH | 개 |  | 942000 | 0 |  | 0 |  |  |  |  | 0
E00000807031B30201 | 배터리 | 배터리 교체 | 배처리 철거 및 설치, 정상동작 확인 및 시험 |  |  |  | 0 | 136231 | 0 |  |  |  |  | 0
M045302010010101 | 콘덴서 | 저압진상용콘덴서(220V) | 1P, 3P, 10, ㎌ | 대 |  | 7040 | 0 |  | 0 |  |  |  |  | 0
E00000807041510102 | 콘덴서 | 저압 | 10㎸A이하 | (대당) |  |  | 0 | 36187 | 0 |  |  |  |  | 0
M045302010020101 | 콘덴서 | 저압진상용콘덴서(220V) | 1P, 3P, 15, ㎌ | 대 |  | 7700 | 0 |  | 0 |  |  |  |  | 0
E00000807041510103 | 콘덴서 | 저압 | 20㎸A이하 | (대당) |  |  | 0 | 52271 | 0 |  |  |  |  | 0
M045302010030101 | 콘덴서 | 저압진상용콘덴서(220V) | 1P, 3P, 20, ㎌ | 대 |  | 8580 | 0 |  | 0 |  |  |  |  | 0
E00000807041510103 | 콘덴서 | 저압 | 20㎸A이하 | (대당) |  |  | 0 | 52271 | 0 |  |  |  |  | 0
M045302010040101 | 콘덴서 | 저압진상용콘덴서(220V) | 1P, 3P, 30, ㎌ | 대 |  | 10780 | 0 |  | 0 |  |  |  |  | 0
E00000807041510104 | 콘덴서 | 저압 | 50㎸A이하 | (대당) |  |  | 0 | 108562 | 0 |  |  |  |  | 0
M045302010050101 | 콘덴서 | 저압진상용콘덴서(220V) | 1P, 3P, 40, ㎌ | 대 |  | 12980 | 0 |  | 0 |  |  |  |  | 0
E00000807041510104 | 콘덴서 | 저압 | 50㎸A이하 | (대당) |  |  | 0 | 108562 | 0 |  |  |  |  | 0
M045302010060101 | 콘덴서 | 저압진상용콘덴서(220V) | 1P, 3P, 50, ㎌ | 대 |  | 15620 | 0 |  | 0 |  |  |  |  | 0
E00000807041510104 | 콘덴서 | 저압 | 50㎸A이하 | (대당) |  |  | 0 | 108562 | 0 |  |  |  |  | 0
M045302010070101 | 콘덴서 | 저압진상용콘덴서(220V) | 1P, 3P, 75, ㎌ | 대 |  | 22880 | 0 |  | 0 |  |  |  |  | 0
E00000807041510104 | 콘덴서 | 저압 | 50㎸A이하 | (대당) |  |  | 0 | 108562 | 0 |  |  |  |  | 0
M045302010080101 | 콘덴서 | 저압진상용콘덴서(220V) | 1P, 3P, 100, ㎌ | 대 |  | 27940 | 0 |  | 0 |  |  |  |  | 0
E00000807041510104 | 콘덴서 | 저압 | 50㎸A이하 | (대당) |  |  | 0 | 108562 | 0 |  |  |  |  | 0
M045302010090101 | 콘덴서 | 저압진상용콘덴서(220V) | 1P, 3P, 150, ㎌ | 대 |  | 41360 | 0 |  | 0 |  |  |  |  | 0
E00000807041510104 | 콘덴서 | 저압 | 50㎸A이하 | (대당) |  |  | 0 | 108562 | 0 |  |  |  |  | 0
M045302010100101 | 콘덴서 | 저압진상용콘덴서(220V) | 1P, 3P, 175, ㎌ | 대 |  | 42460 | 0 |  | 0 |  |  |  |  | 0
E00000807041510104 | 콘덴서 | 저압 | 50㎸A이하 | (대당) |  |  | 0 | 108562 | 0 |  |  |  |  | 0
M045302010110101 | 콘덴서 | 저압진상용콘덴서(220V) | 1P, 3P, 200, ㎌ | 대 |  | 49500 | 0 |  | 0 |  |  |  |  | 0
E00000807041510104 | 콘덴서 | 저압 | 50㎸A이하 | (대당) |  |  | 0 | 108562 | 0 |  |  |  |  | 0
M045302010120101 | 콘덴서 | 저압진상용콘덴서(220V) | 1P, 3P, 250, ㎌ | 대 |  | 61160 | 0 |  | 0 |  |  |  |  | 0
E00000807041510104 | 콘덴서 | 저압 | 50㎸A이하 | (대당) |  |  | 0 | 108562 | 0 |  |  |  |  | 0
M045302010130101 | 콘덴서 | 저압진상용콘덴서(220V) | 1P, 3P, 300, ㎌ | 대 |  | 73040 | 0 |  | 0 |  |  |  |  | 0
E00000807041510104 | 콘덴서 | 저압 | 50㎸A이하 | (대당) |  |  | 0 | 108562 | 0 |  |  |  |  | 0
M045302010140101 | 콘덴서 | 저압진상용콘덴서(220V) | 1P, 3P, 400, ㎌ | 대 |  | 98780 | 0 |  | 0 |  |  |  |  | 0
E00000807041510104 | 콘덴서 | 저압 | 50㎸A이하 | (대당) |  |  | 0 | 108562 | 0 |  |  |  |  | 0
M045302010150101 | 콘덴서 | 저압진상용콘덴서(220V) | 1P, 3P, 500, ㎌ | 대 |  | 122320 | 0 |  | 0 |  |  |  |  | 0
E00000807041510104 | 콘덴서 | 저압 | 50㎸A이하 | (대당) |  |  | 0 | 108562 | 0 |  |  |  |  | 0
M045302010160101 | 콘덴서 | 저압진상용콘덴서(220V) | 1P, 3P, 600, ㎌ | 대 |  | 148280 | 0 |  | 0 |  |  |  |  | 0
E00000807041510104 | 콘덴서 | 저압 | 50㎸A이하 | (대당) |  |  | 0 | 108562 | 0 |  |  |  |  | 0
M045302010170101 | 콘덴서 | 저압진상용콘덴서(220V) | 1P, 3P, 750, ㎌ | 대 |  | 183700 | 0 |  | 0 |  |  |  |  | 0
E00000807041510104 | 콘덴서 | 저압 | 50㎸A이하 | (대당) |  |  | 0 | 108562 | 0 |  |  |  |  | 0
M045302010180101 | 콘덴서 | 저압진상용콘덴서(220V) | 1P, 3P, 800, ㎌ | 대 |  | 202400 | 0 |  | 0 |  |  |  |  | 0
E00000807041510104 | 콘덴서 | 저압 | 50㎸A이하 | (대당) |  |  | 0 | 108562 | 0 |  |  |  |  | 0
M045302010190101 | 콘덴서 | 저압진상용콘덴서(220V) | 1P, 3P, 1000, ㎌ | 대 |  | 254320 | 0 |  | 0 |  |  |  |  | 0
E00000807041510104 | 콘덴서 | 저압 | 50㎸A이하 | (대당) |  |  | 0 | 108562 | 0 |  |  |  |  | 0
M045302010200101 | 콘덴서 | 저압진상용콘덴서(220V) | 1P, 3P, 10, KVAR | 대 |  | 127600 | 0 |  | 0 |  |  |  |  | 0
E00000807041510102 | 콘덴서 | 저압 | 10㎸A이하 | (대당) |  |  | 0 | 36187 | 0 |  |  |  |  | 0
M045302010210101 | 콘덴서 | 저압진상용콘덴서(220V) | 1P, 3P, 15, KVAR | 대 |  | 193600 | 0 |  | 0 |  |  |  |  | 0
E00000807041510103 | 콘덴서 | 저압 | 20㎸A이하 | (대당) |  |  | 0 | 52271 | 0 |  |  |  |  | 0
M045302010220101 | 콘덴서 | 저압진상용콘덴서(220V) | 1P, 3P, 20, KVAR | 대 |  | 259600 | 0 |  | 0 |  |  |  |  | 0
E00000807041510103 | 콘덴서 | 저압 | 20㎸A이하 | (대당) |  |  | 0 | 52271 | 0 |  |  |  |  | 0
M045302010230101 | 콘덴서 | 저압진상용콘덴서(220V) | 1P, 3P, 25, KVAR | 대 |  | 299200 | 0 |  | 0 |  |  |  |  | 0
E00000807041510104 | 콘덴서 | 저압 | 50㎸A이하 | (대당) |  |  | 0 | 108562 | 0 |  |  |  |  | 0
M045302010240101 | 콘덴서 | 저압진상용콘덴서(380V, 440V) | 1P, 3P, 10, ㎌ | 대 |  | 12540 | 0 |  | 0 |  |  |  |  | 0
E00000807041510102 | 콘덴서 | 저압 | 10㎸A이하 | (대당) |  |  | 0 | 36187 | 0 |  |  |  |  | 0
M045302010250101 | 콘덴서 | 저압진상용콘덴서(380V, 440V) | 1P, 3P, 15, ㎌ | 대 |  | 17600 | 0 |  | 0 |  |  |  |  | 0
E00000807041510103 | 콘덴서 | 저압 | 20㎸A이하 | (대당) |  |  | 0 | 52271 | 0 |  |  |  |  | 0
M045302010260101 | 콘덴서 | 저압진상용콘덴서(380V, 440V) | 1P, 3P, 20, ㎌ | 대 |  | 23320 | 0 |  | 0 |  |  |  |  | 0
E00000807041510103 | 콘덴서 | 저압 | 20㎸A이하 | (대당) |  |  | 0 | 52271 | 0 |  |  |  |  | 0
M045302010270101 | 콘덴서 | 저압진상용콘덴서(380V, 440V) | 1P, 3P, 25, ㎌ | 대 |  | 27500 | 0 |  | 0 |  |  |  |  | 0
E00000807041510104 | 콘덴서 | 저압 | 50㎸A이하 | (대당) |  |  | 0 | 108562 | 0 |  |  |  |  | 0
M045302010280101 | 콘덴서 | 저압진상용콘덴서(380V, 440V) | 1P, 3P, 30, ㎌ | 대 |  | 33440 | 0 |  | 0 |  |  |  |  | 0
E00000807041510104 | 콘덴서 | 저압 | 50㎸A이하 | (대당) |  |  | 0 | 108562 | 0 |  |  |  |  | 0
M045302010290101 | 콘덴서 | 저압진상용콘덴서(380V, 440V) | 1P, 3P, 40, ㎌ | 대 |  | 45760 | 0 |  | 0 |  |  |  |  | 0
E00000807041510104 | 콘덴서 | 저압 | 50㎸A이하 | (대당) |  |  | 0 | 108562 | 0 |  |  |  |  | 0
M045302010300101 | 콘덴서 | 저압진상용콘덴서(380V, 440V) | 1P, 3P, 50, ㎌ | 대 |  | 48840 | 0 |  | 0 |  |  |  |  | 0
E00000807041510104 | 콘덴서 | 저압 | 50㎸A이하 | (대당) |  |  | 0 | 108562 | 0 |  |  |  |  | 0
M045302010310101 | 콘덴서 | 저압진상용콘덴서(380V, 440V) | 1P, 3P, 75, ㎌ | 대 |  | 66440 | 0 |  | 0 |  |  |  |  | 0
E00000807041510104 | 콘덴서 | 저압 | 50㎸A이하 | (대당) |  |  | 0 | 108562 | 0 |  |  |  |  | 0
M045302010320101 | 콘덴서 | 저압진상용콘덴서(380V, 440V) | 1P, 3P, 100, ㎌ | 대 |  | 84260 | 0 |  | 0 |  |  |  |  | 0
E00000807041510104 | 콘덴서 | 저압 | 50㎸A이하 | (대당) |  |  | 0 | 108562 | 0 |  |  |  |  | 0
M045302010330101 | 콘덴서 | 저압진상용콘덴서(380V, 440V) | 1P, 3P, 150, ㎌ | 대 |  | 128260 | 0 |  | 0 |  |  |  |  | 0
E00000807041510104 | 콘덴서 | 저압 | 50㎸A이하 | (대당) |  |  | 0 | 108562 | 0 |  |  |  |  | 0
M045302010340101 | 콘덴서 | 저압진상용콘덴서(380V, 440V) | 1P, 3P, 175, ㎌ | 대 |  | 135960 | 0 |  | 0 |  |  |  |  | 0
E00000807041510104 | 콘덴서 | 저압 | 50㎸A이하 | (대당) |  |  | 0 | 108562 | 0 |  |  |  |  | 0
M045302010350101 | 콘덴서 | 저압진상용콘덴서(380V, 440V) | 1P, 3P, 200, ㎌ | 대 |  | 168740 | 0 |  | 0 |  |  |  |  | 0
E00000807041510104 | 콘덴서 | 저압 | 50㎸A이하 | (대당) |  |  | 0 | 108562 | 0 |  |  |  |  | 0
M045302010360101 | 콘덴서 | 저압진상용콘덴서(380V, 440V) | 1P, 3P, 250, ㎌ | 대 |  | 214940 | 0 |  | 0 |  |  |  |  | 0
E00000807041510104 | 콘덴서 | 저압 | 50㎸A이하 | (대당) |  |  | 0 | 108562 | 0 |  |  |  |  | 0
M045302010370101 | 콘덴서 | 저압진상용콘덴서(380V, 440V) | 1P, 3P, 300, ㎌ | 대 |  | 247280 | 0 |  | 0 |  |  |  |  | 0
E00000807041510104 | 콘덴서 | 저압 | 50㎸A이하 | (대당) |  |  | 0 | 108562 | 0 |  |  |  |  | 0
M045302010380101 | 콘덴서 | 저압진상용콘덴서(380V, 440V) | 1P, 3P, 400, ㎌ | 대 |  | 326480 | 0 |  | 0 |  |  |  |  | 0
E00000807041510104 | 콘덴서 | 저압 | 50㎸A이하 | (대당) |  |  | 0 | 108562 | 0 |  |  |  |  | 0
M045302010390101 | 콘덴서 | 저압진상용콘덴서(380V, 440V) | 1P, 3P, 500, ㎌ | 대 |  | 394020 | 0 |  | 0 |  |  |  |  | 0
E00000807041510104 | 콘덴서 | 저압 | 50㎸A이하 | (대당) |  |  | 0 | 108562 | 0 |  |  |  |  | 0
M045302010400101 | 콘덴서 | 저압진상용콘덴서(380V, 440V) | 1P, 3P, 10, KVAR | 대 |  | 127600 | 0 |  | 0 |  |  |  |  | 0
E00000807041510102 | 콘덴서 | 저압 | 10㎸A이하 | (대당) |  |  | 0 | 36187 | 0 |  |  |  |  | 0
M045302010410101 | 콘덴서 | 저압진상용콘덴서(380V, 440V) | 1P, 3P, 15, KVAR | 대 |  | 193600 | 0 |  | 0 |  |  |  |  | 0
E00000807041510103 | 콘덴서 | 저압 | 20㎸A이하 | (대당) |  |  | 0 | 52271 | 0 |  |  |  |  | 0
M045302010420101 | 콘덴서 | 저압진상용콘덴서(380V, 440V) | 1P, 3P, 20, KVAR | 대 |  | 259600 | 0 |  | 0 |  |  |  |  | 0
E00000807041510103 | 콘덴서 | 저압 | 20㎸A이하 | (대당) |  |  | 0 | 52271 | 0 |  |  |  |  | 0
M045302010430101 | 콘덴서 | 저압진상용콘덴서(380V, 440V) | 1P, 3P, 25, KVAR | 대 |  | 299200 | 0 |  | 0 |  |  |  |  | 0
E00000807041510104 | 콘덴서 | 저압 | 50㎸A이하 | (대당) |  |  | 0 | 108562 | 0 |  |  |  |  | 0
M045302010440101 | 콘덴서 | 저압진상용콘덴서(380V, 440V) | 1P, 3P, 30, KVAR | 대 |  | 363000 | 0 |  | 0 |  |  |  |  | 0
E00000807041510104 | 콘덴서 | 저압 | 50㎸A이하 | (대당) |  |  | 0 | 108562 | 0 |  |  |  |  | 0
M045302010450101 | 콘덴서 | 저압진상용콘덴서(380V, 440V) | 1P, 3P, 50, KVAR | 대 |  | 543400 | 0 |  | 0 |  |  |  |  | 0
E00000807041510104 | 콘덴서 | 저압 | 50㎸A이하 | (대당) |  |  | 0 | 108562 | 0 |  |  |  |  | 0
M045302010460101 | 콘덴서 | 저압진상용콘덴서(380V, 440V) | 1P, 3P, 75, KVAR | 대 |  | 831600 | 0 |  | 0 |  |  |  |  | 0
E00000807041510104 | 콘덴서 | 저압 | 50㎸A이하 | (대당) |  |  | 0 | 108562 | 0 |  |  |  |  | 0
M045302010470101 | 콘덴서 | 저압진상용콘덴서(380V, 440V) | 1P, 3P, 100, KVAR | 대 |  | 1045000 | 0 |  | 0 |  |  |  |  | 0
E00000807041510104 | 콘덴서 | 저압 | 50㎸A이하 | (대당) |  |  | 0 | 108562 | 0 |  |  |  |  | 0
M045302010480101 | 콘덴서 | 저압진상용콘덴서(380V, 440V) | 1P, 3P, 150, KVAR | 대 |  | 1522400 | 0 |  | 0 |  |  |  |  | 0
E00000807041510104 | 콘덴서 | 저압 | 50㎸A이하 | (대당) |  |  | 0 | 108562 | 0 |  |  |  |  | 0
M045770119400101 | 가로등 | 가로등암대(세종시형) | 1등용 | 개 |  | 350000 | 0 |  | 0 |  |  |  |  | 0
M045770119410101 | 가로등 | 가로등암대(세종시형) | 2등용 | 개 |  | 400000 | 0 |  | 0 |  |  |  |  | 0
M045663210350101 | 가로등 | 공원등주 | SW-207 / 5m | 본 |  | 1950000 | 0 |  | 0 |  |  |  |  | 0
E00000807041380102 | 가로등 | Pole Light 인력설치 (1등용) | 6m이하 | (본당) |  |  | 0 | 594552 | 0 |  |  |  |  | 0
M045663210010101 | 가로등 | 철제가로등주 | SW-1003 / 8m | 본 |  | 2400000 | 0 |  | 0 |  |  |  |  | 0
E00000807041380105 | 가로등 | Pole Light 인력설치 (1등용) | 9m이하 | (본당) |  |  | 0 | 845885 | 0 |  |  |  |  | 0
M045573117130101 | 가로등 | LED가로등기구 | MODULE-5000K 100W-AP4-SE, 100W | 개 |  | 450000 | 0 |  | 0 |  |  |  |  | 0
E00000807041810101 | 가로등 | LED 가로등기구 설치 | 100W 이하 | (개당) |  |  | 0 | 0 | 0 |  |  |  |  | 0
M045573117140101 | 가로등 | LED가로등기구 | MODULE-5000K 125W-AP5-SE, 125W | 개 |  | 475000 | 0 |  | 0 |  |  |  |  | 0
E00000807041810102 | 가로등 | LED 가로등기구 설치 | 150W 이하 | (개당) |  |  | 0 | 0 | 0 |  |  |  |  | 0
M045573117150101 | 가로등 | LED가로등기구 | MODULE-5000K 150W-AP6-SE, 150W | 개 |  | 500000 | 0 |  | 0 |  |  |  |  | 0
E00000807041810102 | 가로등 | LED 가로등기구 설치 | 150W 이하 | (개당) |  |  | 0 | 0 | 0 |  |  |  |  | 0
M045662410700101 | 기초 | 콘크리트기초(가로등기초) | YN-400A1(정방형), 400×700×700×600 | 개 |  | 135000 | 0 |  | 0 |  |  |  |  | 0
E00000807041840101 | 기초 | 가로등 기초(기성품) 설치 | 높이 12m 이하 | (개소당) |  |  | 0 | 53073 | 0 |  |  |  |  | 0
M045662410710101 | 기초 | 콘크리트기초(가로등기초) | YN-400A2(정방형), 400×750×750×700 | 개 |  | 175500 | 0 |  | 0 |  |  |  |  | 0
E00000807041840101 | 기초 | 가로등 기초(기성품) 설치 | 높이 12m 이하 | (개소당) |  |  | 0 | 53073 | 0 |  |  |  |  | 0
M045662410720101 | 기초 | 콘크리트기초(가로등기초) | YN-400A3(정방형), 400×800×800×800 | 개 |  | 179550 | 0 |  | 0 |  |  |  |  | 0
E00000807041840101 | 기초 | 가로등 기초(기성품) 설치 | 높이 12m 이하 | (개소당) |  |  | 0 | 53073 | 0 |  |  |  |  | 0
M045662410730101 | 기초 | 콘크리트기초(가로등기초) | YN-400A4(정방형), 400×600×600×800 | 개 |  | 163080 | 0 |  | 0 |  |  |  |  | 0
E00000807041840101 | 기초 | 가로등 기초(기성품) 설치 | 높이 12m 이하 | (개소당) |  |  | 0 | 53073 | 0 |  |  |  |  | 0
M045662410740101 | 기초 | 콘크리트기초(가로등기초) | YN-500A1(정방형), 500×790×790×800 | 개 |  | 243000 | 0 |  | 0 |  |  |  |  | 0
E00000807041840101 | 기초 | 가로등 기초(기성품) 설치 | 높이 12m 이하 | (개소당) |  |  | 0 | 53073 | 0 |  |  |  |  | 0
M045662410750101 | 기초 | 콘크리트기초(가로등기초) | YN-500A2(정방형), 500×830×830×900 | 개 |  | 283500 | 0 |  | 0 |  |  |  |  | 0
E00000807041840101 | 기초 | 가로등 기초(기성품) 설치 | 높이 12m 이하 | (개소당) |  |  | 0 | 53073 | 0 |  |  |  |  | 0
M045662410760101 | 기초 | 콘크리트기초(가로등기초) | YN-500A3(정방형), 500×870×870×1000 | 개 |  | 297000 | 0 |  | 0 |  |  |  |  | 0
E00000807041840101 | 기초 | 가로등 기초(기성품) 설치 | 높이 12m 이하 | (개소당) |  |  | 0 | 53073 | 0 |  |  |  |  | 0
M045662410770101 | 기초 | 콘크리트기초(가로등기초) | YN-500A4(정방형), 500×910×910×1100 | 개 |  | 310500 | 0 |  | 0 |  |  |  |  | 0
E00000807041840101 | 기초 | 가로등 기초(기성품) 설치 | 높이 12m 이하 | (개소당) |  |  | 0 | 53073 | 0 |  |  |  |  | 0
M045307510940101 | 자동전압조정기 | 자동전압조정기 TRS방식 | 상수3ø, 출력380/220V±1~2%(입력:±10~20%) 용량10kVA | 대 |  | 2800000 | 0 |  | 0 |  |  |  |  | 0
E00000808392080601 | 자동전압조정기 | 자동전압조정기 | 10㎸A 이하 운전 및 설치 | (대당) |  |  | 0 | 754679 | 0 |  |  |  |  | 0
E00000808392080602 | 자동전압조정기 | 자동전압조정기 | 10㎸A 이하 결선 및 조정시험 | (대당) |  |  | 0 | 503119 | 0 |  |  |  |  | 0
M045307510950101 | 자동전압조정기 | 자동전압조정기 TRS방식 | 상수3ø, 출력380/220V±1~2%(입력:±10~20%) 용량15kVA | 대 |  | 3200000 | 0 |  | 0 |  |  |  |  | 0
E00000808392080603 | 자동전압조정기 | 자동전압조정기 | 50㎸A 이하 운전 및 설치 | (대당) |  |  | 0 | 754679 | 0 |  |  |  |  | 0
E00000808392080604 | 자동전압조정기 | 자동전압조정기 | 50㎸A 이하 결선 및 조정시험 | (대당) |  |  | 0 | 754679 | 0 |  |  |  |  | 0
M045307510960101 | 자동전압조정기 | 자동전압조정기 TRS방식 | 상수3ø, 출력380/220V±1~2%(입력:±10~20%) 용량20kVA | 대 |  | 3800000 | 0 |  | 0 |  |  |  |  | 0
E00000808392080603 | 자동전압조정기 | 자동전압조정기 | 50㎸A 이하 운전 및 설치 | (대당) |  |  | 0 | 754679 | 0 |  |  |  |  | 0
E00000808392080604 | 자동전압조정기 | 자동전압조정기 | 50㎸A 이하 결선 및 조정시험 | (대당) |  |  | 0 | 754679 | 0 |  |  |  |  | 0
M045307510970101 | 자동전압조정기 | 자동전압조정기 TRS방식 | 상수3ø, 출력380/220V±1~2%(입력:±10~20%) 용량30kVA | 대 |  | 4680000 | 0 |  | 0 |  |  |  |  | 0
E00000808392080603 | 자동전압조정기 | 자동전압조정기 | 50㎸A 이하 운전 및 설치 | (대당) |  |  | 0 | 754679 | 0 |  |  |  |  | 0
E00000808392080604 | 자동전압조정기 | 자동전압조정기 | 50㎸A 이하 결선 및 조정시험 | (대당) |  |  | 0 | 754679 | 0 |  |  |  |  | 0
M045307510980101 | 자동전압조정기 | 자동전압조정기 TRS방식 | 상수3ø, 출력380/220V±1~2%(입력:±10~20%) 용량50kVA | 대 |  | 6240000 | 0 |  | 0 |  |  |  |  | 0
E00000808392080603 | 자동전압조정기 | 자동전압조정기 | 50㎸A 이하 운전 및 설치 | (대당) |  |  | 0 | 754679 | 0 |  |  |  |  | 0
E00000808392080604 | 자동전압조정기 | 자동전압조정기 | 50㎸A 이하 결선 및 조정시험 | (대당) |  |  | 0 | 754679 | 0 |  |  |  |  | 0
M045307510990101 | 자동전압조정기 | 자동전압조정기 TRS방식 | 상수3ø, 출력380/220V±1~2%(입력:±10~20%) 용량75kVA | 대 |  | 8640000 | 0 |  | 0 |  |  |  |  | 0
E00000808392080605 | 자동전압조정기 | 자동전압조정기 | 100㎸A 이하 운전 및 설치 | (대당) |  |  | 0 | 1257799 | 0 |  |  |  |  | 0
E00000808392080606 | 자동전압조정기 | 자동전압조정기 | 100㎸A 이하 결선 및 조정시험 | (대당) |  |  | 0 | 1006239 | 0 |  |  |  |  | 0
M045307511000101 | 자동전압조정기 | 자동전압조정기 TRS방식 | 상수3ø, 출력380/220V±1~2%(입력:±10~20%) 용량100kVA | 대 |  | 13000000 | 0 |  | 0 |  |  |  |  | 0
E00000808392080605 | 자동전압조정기 | 자동전압조정기 | 100㎸A 이하 운전 및 설치 | (대당) |  |  | 0 | 1257799 | 0 |  |  |  |  | 0
E00000808392080606 | 자동전압조정기 | 자동전압조정기 | 100㎸A 이하 결선 및 조정시험 | (대당) |  |  | 0 | 1006239 | 0 |  |  |  |  | 0
M045307511010101 | 자동전압조정기 | 자동전압조정기 TRS방식 | 상수3ø, 출력380/220V±1~2%(입력:±10~20%) 용량150kVA | 대 |  | 18000000 | 0 |  | 0 |  |  |  |  | 0
E00000808392080607 | 자동전압조정기 | 자동전압조정기 | 500㎸A 이하 운전 및 설치 | (대당) |  |  | 0 | 2264039 | 0 |  |  |  |  | 0
E00000808392080608 | 자동전압조정기 | 자동전압조정기 | 500㎸A 이하 조작반 설치 | (대당) |  |  | 0 | 1509359 | 0 |  |  |  |  | 0
M045307511020101 | 자동전압조정기 | 자동전압조정기 TRS방식 | 상수3ø, 출력380/220V±1~2%(입력:±10~20%) 용량200kVA | 대 |  | 25000000 | 0 |  | 0 |  |  |  |  | 0
E00000808392080607 | 자동전압조정기 | 자동전압조정기 | 500㎸A 이하 운전 및 설치 | (대당) |  |  | 0 | 2264039 | 0 |  |  |  |  | 0
E00000808392080608 | 자동전압조정기 | 자동전압조정기 | 500㎸A 이하 조작반 설치 | (대당) |  |  | 0 | 1509359 | 0 |  |  |  |  | 0
M045307511030101 | 자동전압조정기 | 자동전압조정기 TRS방식 | 상수3ø, 출력380/220V±1~2%(입력:±10~20%) 용량300kVA | 대 |  | 35000000 | 0 |  | 0 |  |  |  |  | 0
E00000808392080607 | 자동전압조정기 | 자동전압조정기 | 500㎸A 이하 운전 및 설치 | (대당) |  |  | 0 | 2264039 | 0 |  |  |  |  | 0
E00000808392080608 | 자동전압조정기 | 자동전압조정기 | 500㎸A 이하 조작반 설치 | (대당) |  |  | 0 | 1509359 | 0 |  |  |  |  | 0
M045307511040101 | 자동전압조정기 | 자동전압조정기 TRS방식 | 상수3ø, 출력380/220V±1~2%(입력:±10~20%) 용량500kVA | 대 |  | 56000000 | 0 |  | 0 |  |  |  |  | 0
E00000808392080607 | 자동전압조정기 | 자동전압조정기 | 500㎸A 이하 운전 및 설치 | (대당) |  |  | 0 | 2264039 | 0 |  |  |  |  | 0
E00000808392080608 | 자동전압조정기 | 자동전압조정기 | 500㎸A 이하 조작반 설치 | (대당) |  |  | 0 | 1509359 | 0 |  |  |  |  | 0
M045307511050101 | 자동전압조정기 | 자동전압조정기 TRS방식 | 상수3ø, 출력380/220V±1~2%(입력:±10~20%) 용량700kVA | 대 |  | 85000000 | 0 |  | 0 |  |  |  |  | 0
E00000808392080607 | 자동전압조정기 | 자동전압조정기 | 500㎸A 이하 운전 및 설치 | (대당) |  |  | 0 | 2264039 | 0 |  |  |  |  | 0
E00000808392080608 | 자동전압조정기 | 자동전압조정기 | 500㎸A 이하 조작반 설치 | (대당) |  |  | 0 | 1509359 | 0 |  |  |  |  | 0
M045307511060101 | 자동전압조정기 | 자동전압조정기 TRS방식 | 상수3ø, 출력208/120V±1~2%(입력:±10~20%) 용량10kVA | 대 |  | 2800000 | 0 |  | 0 |  |  |  |  | 0
E00000808392080601 | 자동전압조정기 | 자동전압조정기 | 10㎸A 이하 운전 및 설치 | (대당) |  |  | 0 | 754679 | 0 |  |  |  |  | 0
E00000808392080602 | 자동전압조정기 | 자동전압조정기 | 10㎸A 이하 결선 및 조정시험 | (대당) |  |  | 0 | 503119 | 0 |  |  |  |  | 0
M045307511070101 | 자동전압조정기 | 자동전압조정기 TRS방식 | 상수3ø, 출력208/120V±1~2%(입력:±10~20%) 용량15kVA | 대 |  | 3200000 | 0 |  | 0 |  |  |  |  | 0
E00000808392080603 | 자동전압조정기 | 자동전압조정기 | 50㎸A 이하 운전 및 설치 | (대당) |  |  | 0 | 754679 | 0 |  |  |  |  | 0
E00000808392080604 | 자동전압조정기 | 자동전압조정기 | 50㎸A 이하 결선 및 조정시험 | (대당) |  |  | 0 | 754679 | 0 |  |  |  |  | 0
M045307511080101 | 자동전압조정기 | 자동전압조정기 TRS방식 | 상수3ø, 출력208/120V±1~2%(입력:±10~20%) 용량20kVA | 대 |  | 3800000 | 0 |  | 0 |  |  |  |  | 0
E00000808392080603 | 자동전압조정기 | 자동전압조정기 | 50㎸A 이하 운전 및 설치 | (대당) |  |  | 0 | 754679 | 0 |  |  |  |  | 0
E00000808392080604 | 자동전압조정기 | 자동전압조정기 | 50㎸A 이하 결선 및 조정시험 | (대당) |  |  | 0 | 754679 | 0 |  |  |  |  | 0
M045307511090101 | 자동전압조정기 | 자동전압조정기 TRS방식 | 상수3ø, 출력208/120V±1~2%(입력:±10~20%) 용량30kVA | 대 |  | 4680000 | 0 |  | 0 |  |  |  |  | 0
E00000808392080603 | 자동전압조정기 | 자동전압조정기 | 50㎸A 이하 운전 및 설치 | (대당) |  |  | 0 | 754679 | 0 |  |  |  |  | 0
E00000808392080604 | 자동전압조정기 | 자동전압조정기 | 50㎸A 이하 결선 및 조정시험 | (대당) |  |  | 0 | 754679 | 0 |  |  |  |  | 0
M045307511100101 | 자동전압조정기 | 자동전압조정기 TRS방식 | 상수3ø, 출력208/120V±1~2%(입력:±10~20%) 용량50kVA | 대 |  | 6240000 | 0 |  | 0 |  |  |  |  | 0
E00000808392080603 | 자동전압조정기 | 자동전압조정기 | 50㎸A 이하 운전 및 설치 | (대당) |  |  | 0 | 754679 | 0 |  |  |  |  | 0
E00000808392080604 | 자동전압조정기 | 자동전압조정기 | 50㎸A 이하 결선 및 조정시험 | (대당) |  |  | 0 | 754679 | 0 |  |  |  |  | 0
M045307511110101 | 자동전압조정기 | 자동전압조정기 TRS방식 | 상수3ø, 출력208/120V±1~2%(입력:±10~20%) 용량75kVA | 대 |  | 8640000 | 0 |  | 0 |  |  |  |  | 0
E00000808392080605 | 자동전압조정기 | 자동전압조정기 | 100㎸A 이하 운전 및 설치 | (대당) |  |  | 0 | 1257799 | 0 |  |  |  |  | 0
E00000808392080606 | 자동전압조정기 | 자동전압조정기 | 100㎸A 이하 결선 및 조정시험 | (대당) |  |  | 0 | 1006239 | 0 |  |  |  |  | 0
M045307511120101 | 자동전압조정기 | 자동전압조정기 TRS방식 | 상수3ø, 출력208/120V±1~2%(입력:±10~20%) 용량100kVA | 대 |  | 13000000 | 0 |  | 0 |  |  |  |  | 0
E00000808392080605 | 자동전압조정기 | 자동전압조정기 | 100㎸A 이하 운전 및 설치 | (대당) |  |  | 0 | 1257799 | 0 |  |  |  |  | 0
E00000808392080606 | 자동전압조정기 | 자동전압조정기 | 100㎸A 이하 결선 및 조정시험 | (대당) |  |  | 0 | 1006239 | 0 |  |  |  |  | 0
M045307511130101 | 자동전압조정기 | 자동전압조정기 TRS방식 | 상수3ø, 출력208/120V±1~2%(입력:±10~20%) 용량150kVA | 대 |  | 18000000 | 0 |  | 0 |  |  |  |  | 0
E00000808392080607 | 자동전압조정기 | 자동전압조정기 | 500㎸A 이하 운전 및 설치 | (대당) |  |  | 0 | 2264039 | 0 |  |  |  |  | 0
E00000808392080608 | 자동전압조정기 | 자동전압조정기 | 500㎸A 이하 조작반 설치 | (대당) |  |  | 0 | 1509359 | 0 |  |  |  |  | 0
M045307511140101 | 자동전압조정기 | 자동전압조정기 TRS방식 | 상수3ø, 출력208/120V±1~2%(입력:±10~20%) 용량200kVA | 대 |  | 25000000 | 0 |  | 0 |  |  |  |  | 0
E00000808392080607 | 자동전압조정기 | 자동전압조정기 | 500㎸A 이하 운전 및 설치 | (대당) |  |  | 0 | 2264039 | 0 |  |  |  |  | 0
E00000808392080608 | 자동전압조정기 | 자동전압조정기 | 500㎸A 이하 조작반 설치 | (대당) |  |  | 0 | 1509359 | 0 |  |  |  |  | 0
M045307511150101 | 자동전압조정기 | 자동전압조정기 TRS방식 | 상수3ø, 출력208/120V±1~2%(입력:±10~20%) 용량300kVA | 대 |  | 35000000 | 0 |  | 0 |  |  |  |  | 0
E00000808392080607 | 자동전압조정기 | 자동전압조정기 | 500㎸A 이하 운전 및 설치 | (대당) |  |  | 0 | 2264039 | 0 |  |  |  |  | 0
E00000808392080608 | 자동전압조정기 | 자동전압조정기 | 500㎸A 이하 조작반 설치 | (대당) |  |  | 0 | 1509359 | 0 |  |  |  |  | 0
M045307511160101 | 자동전압조정기 | 자동전압조정기 TRS방식 | 상수3ø, 출력208/120V±1~2%(입력:±10~20%) 용량500kVA | 대 |  | 56000000 | 0 |  | 0 |  |  |  |  | 0
E00000808392080607 | 자동전압조정기 | 자동전압조정기 | 500㎸A 이하 운전 및 설치 | (대당) |  |  | 0 | 2264039 | 0 |  |  |  |  | 0
E00000808392080608 | 자동전압조정기 | 자동전압조정기 | 500㎸A 이하 조작반 설치 | (대당) |  |  | 0 | 1509359 | 0 |  |  |  |  | 0
M045307511170101 | 자동전압조정기 | 자동전압조정기 TRS방식 | 상수1ø, 출력220/110V±1~2%(입력:±10~20%) 용량1kVA | 대 |  | 450000 | 0 |  | 0 |  |  |  |  | 0
E00000808392080601 | 자동전압조정기 | 자동전압조정기 | 10㎸A 이하 운전 및 설치 | (대당) |  |  | 0 | 754679 | 0 |  |  |  |  | 0
E00000808392080602 | 자동전압조정기 | 자동전압조정기 | 10㎸A 이하 결선 및 조정시험 | (대당) |  |  | 0 | 503119 | 0 |  |  |  |  | 0
M045307511180101 | 자동전압조정기 | 자동전압조정기 TRS방식 | 상수1ø, 출력220/110V±1~2%(입력:±10~20%) 용량3kVA | 대 |  | 720000 | 0 |  | 0 |  |  |  |  | 0
E00000808392080601 | 자동전압조정기 | 자동전압조정기 | 10㎸A 이하 운전 및 설치 | (대당) |  |  | 0 | 754679 | 0 |  |  |  |  | 0
E00000808392080602 | 자동전압조정기 | 자동전압조정기 | 10㎸A 이하 결선 및 조정시험 | (대당) |  |  | 0 | 503119 | 0 |  |  |  |  | 0
M045307511190101 | 자동전압조정기 | 자동전압조정기 TRS방식 | 상수1ø, 출력220/110V±1~2%(입력:±10~20%) 용량5kVA | 대 |  | 1080000 | 0 |  | 0 |  |  |  |  | 0
E00000808392080601 | 자동전압조정기 | 자동전압조정기 | 10㎸A 이하 운전 및 설치 | (대당) |  |  | 0 | 754679 | 0 |  |  |  |  | 0
E00000808392080602 | 자동전압조정기 | 자동전압조정기 | 10㎸A 이하 결선 및 조정시험 | (대당) |  |  | 0 | 503119 | 0 |  |  |  |  | 0
M045307511200101 | 자동전압조정기 | 자동전압조정기 TRS방식 | 상수1ø, 출력220/110V±1~2%(입력:±10~20%) 용량7.5kVA | 대 |  | 1800000 | 0 |  | 0 |  |  |  |  | 0
E00000808392080601 | 자동전압조정기 | 자동전압조정기 | 10㎸A 이하 운전 및 설치 | (대당) |  |  | 0 | 754679 | 0 |  |  |  |  | 0
E00000808392080602 | 자동전압조정기 | 자동전압조정기 | 10㎸A 이하 결선 및 조정시험 | (대당) |  |  | 0 | 503119 | 0 |  |  |  |  | 0
M045307511210101 | 자동전압조정기 | 자동전압조정기 TRS방식 | 상수1ø, 출력220/110V±1~2%(입력:±10~20%) 용량10kVA | 대 |  | 2160000 | 0 |  | 0 |  |  |  |  | 0
E00000808392080601 | 자동전압조정기 | 자동전압조정기 | 10㎸A 이하 운전 및 설치 | (대당) |  |  | 0 | 754679 | 0 |  |  |  |  | 0
E00000808392080602 | 자동전압조정기 | 자동전압조정기 | 10㎸A 이하 결선 및 조정시험 | (대당) |  |  | 0 | 503119 | 0 |  |  |  |  | 0
M045307511220101 | 자동전압조정기 | 자동전압조정기 TRS방식 | 상수1ø, 출력220/110V±1~2%(입력:±10~20%) 용량15kVA | 대 |  | 2760000 | 0 |  | 0 |  |  |  |  | 0
E00000808392080603 | 자동전압조정기 | 자동전압조정기 | 50㎸A 이하 운전 및 설치 | (대당) |  |  | 0 | 754679 | 0 |  |  |  |  | 0
E00000808392080604 | 자동전압조정기 | 자동전압조정기 | 50㎸A 이하 결선 및 조정시험 | (대당) |  |  | 0 | 754679 | 0 |  |  |  |  | 0
M045307511230101 | 자동전압조정기 | 자동전압조정기 TRS방식 | 상수1ø, 출력220/110V±1~2%(입력:±10~20%) 용량20kVA | 대 |  | 3360000 | 0 |  | 0 |  |  |  |  | 0
E00000808392080603 | 자동전압조정기 | 자동전압조정기 | 50㎸A 이하 운전 및 설치 | (대당) |  |  | 0 | 754679 | 0 |  |  |  |  | 0
E00000808392080604 | 자동전압조정기 | 자동전압조정기 | 50㎸A 이하 결선 및 조정시험 | (대당) |  |  | 0 | 754679 | 0 |  |  |  |  | 0
M045307511240101 | 자동전압조정기 | 자동전압조정기 TRS방식 | 상수1ø, 출력220/110V±1~2%(입력:±10~20%) 용량30kVA | 대 |  | 4200000 | 0 |  | 0 |  |  |  |  | 0
E00000808392080603 | 자동전압조정기 | 자동전압조정기 | 50㎸A 이하 운전 및 설치 | (대당) |  |  | 0 | 754679 | 0 |  |  |  |  | 0
E00000808392080604 | 자동전압조정기 | 자동전압조정기 | 50㎸A 이하 결선 및 조정시험 | (대당) |  |  | 0 | 754679 | 0 |  |  |  |  | 0
M045307511250101 | 자동전압조정기 | 자동전압조정기 TRS방식 | 상수1ø, 출력220/110V±1~2%(입력:±10~20%) 용량50kVA | 대 |  | 5400000 | 0 |  | 0 |  |  |  |  | 0
E00000808392080603 | 자동전압조정기 | 자동전압조정기 | 50㎸A 이하 운전 및 설치 | (대당) |  |  | 0 | 754679 | 0 |  |  |  |  | 0
E00000808392080604 | 자동전압조정기 | 자동전압조정기 | 50㎸A 이하 결선 및 조정시험 | (대당) |  |  | 0 | 754679 | 0 |  |  |  |  | 0
M045307511260101 | 자동전압조정기 | 자동전압조정기 TRS방식 | 상수1ø, 출력220/110V±1~2%(입력:±10~20%) 용량75kVA | 대 |  | 8640000 | 0 |  | 0 |  |  |  |  | 0
E00000808392080605 | 자동전압조정기 | 자동전압조정기 | 100㎸A 이하 운전 및 설치 | (대당) |  |  | 0 | 1257799 | 0 |  |  |  |  | 0
E00000808392080606 | 자동전압조정기 | 자동전압조정기 | 100㎸A 이하 결선 및 조정시험 | (대당) |  |  | 0 | 1006239 | 0 |  |  |  |  | 0
M045307511270101 | 자동전압조정기 | 자동전압조정기 TRS방식 | 상수1ø, 출력220/110V±1~2%(입력:±10~20%) 용량100kVA | 대 |  | 12000000 | 0 |  | 0 |  |  |  |  | 0
E00000808392080605 | 자동전압조정기 | 자동전압조정기 | 100㎸A 이하 운전 및 설치 | (대당) |  |  | 0 | 1257799 | 0 |  |  |  |  | 0
E00000808392080606 | 자동전압조정기 | 자동전압조정기 | 100㎸A 이하 결선 및 조정시험 | (대당) |  |  | 0 | 1006239 | 0 |  |  |  |  | 0
M045307511280101 | 자동전압조정기 | 자동전압조정기 TRS방식 | 상수1ø, 출력220/110V±1~2%(입력:±10~20%) 용량150kVA | 대 |  | 17000000 | 0 |  | 0 |  |  |  |  | 0
E00000808392080607 | 자동전압조정기 | 자동전압조정기 | 500㎸A 이하 운전 및 설치 | (대당) |  |  | 0 | 2264039 | 0 |  |  |  |  | 0
E00000808392080608 | 자동전압조정기 | 자동전압조정기 | 500㎸A 이하 조작반 설치 | (대당) |  |  | 0 | 1509359 | 0 |  |  |  |  | 0
M045307511290101 | 자동전압조정기 | 자동전압조정기 TRS방식 | 상수1ø, 출력220/110V±1~2%(입력:±10~20%) 용량200kVA | 대 |  | 22000000 | 0 |  | 0 |  |  |  |  | 0
E00000808392080607 | 자동전압조정기 | 자동전압조정기 | 500㎸A 이하 운전 및 설치 | (대당) |  |  | 0 | 2264039 | 0 |  |  |  |  | 0
E00000808392080608 | 자동전압조정기 | 자동전압조정기 | 500㎸A 이하 조작반 설치 | (대당) |  |  | 0 | 1509359 | 0 |  |  |  |  | 0
M045307511300101 | 자동전압조정기 | 자동전압조정기 TRS방식 | 상수1ø, 출력220/110V±1~2%(입력:±10~20%) 용량300kVA | 대 |  | 32000000 | 0 |  | 0 |  |  |  |  | 0
E00000808392080607 | 자동전압조정기 | 자동전압조정기 | 500㎸A 이하 운전 및 설치 | (대당) |  |  | 0 | 2264039 | 0 |  |  |  |  | 0
E00000808392080608 | 자동전압조정기 | 자동전압조정기 | 500㎸A 이하 조작반 설치 | (대당) |  |  | 0 | 1509359 | 0 |  |  |  |  | 0
M045302513000101 | UPS | 무정전전원장치(UPS/CVCF) | 상수1ø,출력220/110V(입력:220/110V) 용량1kVA | 대 |  | 1100000 | 0 |  | 0 |  |  |  |  | 0
E00000808392040101 | UPS | 무정전 전원장치(UPS, CVCF) | 소형(1~2㎸A) 이하 | (대당) |  |  | 0 | 296882 | 0 |  |  |  |  | 0
M045302513010101 | UPS | 무정전전원장치(UPS/CVCF) | 상수1ø,출력220/110V(입력:220/110V) 용량2kVA | 대 |  | 1800000 | 0 |  | 0 |  |  |  |  | 0
E00000808392040101 | UPS | 무정전 전원장치(UPS, CVCF) | 소형(1~2㎸A) 이하 | (대당) |  |  | 0 | 296882 | 0 |  |  |  |  | 0
M045302513020101 | UPS | 무정전전원장치(UPS/CVCF) | 상수1ø,출력220/110V(입력:220/110V) 용량3kVA | 대 |  | 2640000 | 0 |  | 0 |  |  |  |  | 0
E00000808392040102 | UPS | 무정전 전원장치(UPS, CVCF) | 3㎸A~10㎸A 이하 | (대당) |  |  | 0 | 890646 | 0 |  |  |  |  | 0
M045302513030101 | UPS | 무정전전원장치(UPS/CVCF) | 상수1ø,출력220/110V(입력:220/110V) 용량5kVA | 대 |  | 5400000 | 0 |  | 0 |  |  |  |  | 0
E00000808392040102 | UPS | 무정전 전원장치(UPS, CVCF) | 3㎸A~10㎸A 이하 | (대당) |  |  | 0 | 890646 | 0 |  |  |  |  | 0
M045302513040101 | UPS | 무정전전원장치(UPS/CVCF) | 상수1ø,출력220/110V(입력:220/110V) 용량7.5kVA | 대 |  | 6600000 | 0 |  | 0 |  |  |  |  | 0
E00000808392040102 | UPS | 무정전 전원장치(UPS, CVCF) | 3㎸A~10㎸A 이하 | (대당) |  |  | 0 | 890646 | 0 |  |  |  |  | 0
M045302513050101 | UPS | 무정전전원장치(UPS/CVCF) | 상수1ø,출력220/110V(입력:220/110V) 용량10kVA | 대 |  | 7800000 | 0 |  | 0 |  |  |  |  | 0
E00000808392040102 | UPS | 무정전 전원장치(UPS, CVCF) | 3㎸A~10㎸A 이하 | (대당) |  |  | 0 | 890646 | 0 |  |  |  |  | 0
M045302513060101 | UPS | 무정전전원장치(UPS/CVCF) | 상수1ø,출력220/110V(입력:220/110V) 용량15kVA | 대 |  | 10200000 | 0 |  | 0 |  |  |  |  | 0
E00000808392040103 | UPS | 무정전 전원장치(UPS, CVCF) | 10㎸A~20㎸A 이하 | (대당) |  |  | 0 | 1353073 | 0 |  |  |  |  | 0
M045302513070101 | UPS | 무정전전원장치(UPS/CVCF) | 상수1ø,출력220/110V(입력:220/110V) 용량20kVA | 대 |  | 12600000 | 0 |  | 0 |  |  |  |  | 0
E00000808392040103 | UPS | 무정전 전원장치(UPS, CVCF) | 10㎸A~20㎸A 이하 | (대당) |  |  | 0 | 1353073 | 0 |  |  |  |  | 0
M045302513080101 | UPS | 무정전전원장치(UPS/CVCF) | 상수1ø,출력220/110V(입력:220/110V) 용량30kVA | 대 |  | 19800000 | 0 |  | 0 |  |  |  |  | 0
E00000808392040104 | UPS | 무정전 전원장치(UPS, CVCF) | 20㎸A~30㎸A 이하 | (대당) |  |  | 0 | 1815500 | 0 |  |  |  |  | 0
M045302513090101 | UPS | 무정전전원장치(UPS/CVCF) | 상수1ø,출력220/110V(입력:220/110V) 용량50kVA | 대 |  | 24600000 | 0 |  | 0 |  |  |  |  | 0
E00000808392040105 | UPS | 무정전 전원장치(UPS, CVCF) | 30㎸A~100㎸A 이하 | (대당) |  |  | 0 | 2277927 | 0 |  |  |  |  | 0
M045302513100101 | UPS | 무정전전원장치(UPS/CVCF) | 상수1ø,출력220/110V(입력:220/110V) 용량75kVA | 대 |  | 34200000 | 0 |  | 0 |  |  |  |  | 0
E00000808392040105 | UPS | 무정전 전원장치(UPS, CVCF) | 30㎸A~100㎸A 이하 | (대당) |  |  | 0 | 2277927 | 0 |  |  |  |  | 0
M045302513110101 | UPS | 무정전전원장치(UPS/CVCF) | 상수1ø,출력220/110V(입력:220/110V) 용량100kVA | 대 |  | 50400000 | 0 |  | 0 |  |  |  |  | 0
E00000808392040105 | UPS | 무정전 전원장치(UPS, CVCF) | 30㎸A~100㎸A 이하 | (대당) |  |  | 0 | 2277927 | 0 |  |  |  |  | 0
M045302513120101 | UPS | 무정전전원장치(UPS/CVCF) | 상수3ø,출력208/220/380/440V(입력:±10~20% ) 용량10kVA | 대 |  | 14400000 | 0 |  | 0 |  |  |  |  | 0
E00000808392040103 | UPS | 무정전 전원장치(UPS, CVCF) | 10㎸A~20㎸A 이하 | (대당) |  |  | 0 | 1353073 | 0 |  |  |  |  | 0
M045302513130101 | UPS | 무정전전원장치(UPS/CVCF) | 상수3ø,출력208/220/380/440V(입력:±10~20% ) 용량15kVA | 대 |  | 19800000 | 0 |  | 0 |  |  |  |  | 0
E00000808392040103 | UPS | 무정전 전원장치(UPS, CVCF) | 10㎸A~20㎸A 이하 | (대당) |  |  | 0 | 1353073 | 0 |  |  |  |  | 0
M045302513140101 | UPS | 무정전전원장치(UPS/CVCF) | 상수3ø,출력208/220/380/440V(입력:±10~20% ) 용량20kVA | 대 |  | 22200000 | 0 |  | 0 |  |  |  |  | 0
E00000808392040103 | UPS | 무정전 전원장치(UPS, CVCF) | 10㎸A~20㎸A 이하 | (대당) |  |  | 0 | 1353073 | 0 |  |  |  |  | 0
M045302513150101 | UPS | 무정전전원장치(UPS/CVCF) | 상수3ø,출력208/220/380/440V(입력:±10~20% ) 용량30kVA | 대 |  | 28200000 | 0 |  | 0 |  |  |  |  | 0
E00000808392040104 | UPS | 무정전 전원장치(UPS, CVCF) | 20㎸A~30㎸A 이하 | (대당) |  |  | 0 | 1815500 | 0 |  |  |  |  | 0
M045302513160101 | UPS | 무정전전원장치(UPS/CVCF) | 상수3ø,출력208/220/380/440V(입력:±10~20% ) 용량50kVA | 대 |  | 35400000 | 0 |  | 0 |  |  |  |  | 0
E00000808392040105 | UPS | 무정전 전원장치(UPS, CVCF) | 30㎸A~100㎸A 이하 | (대당) |  |  | 0 | 2277927 | 0 |  |  |  |  | 0
M045302513170101 | UPS | 무정전전원장치(UPS/CVCF) | 상수3ø,출력208/220/380/440V(입력:±10~20% ) 용량75kVA | 대 |  | 42000000 | 0 |  | 0 |  |  |  |  | 0
E00000808392040105 | UPS | 무정전 전원장치(UPS, CVCF) | 30㎸A~100㎸A 이하 | (대당) |  |  | 0 | 2277927 | 0 |  |  |  |  | 0
M045302513180101 | UPS | 무정전전원장치(UPS/CVCF) | 상수3ø,출력208/220/380/440V(입력:±10~20% ) 용량100kVA | 대 |  | 55800000 | 0 |  | 0 |  |  |  |  | 0
E00000808392040105 | UPS | 무정전 전원장치(UPS, CVCF) | 30㎸A~100㎸A 이하 | (대당) |  |  | 0 | 2277927 | 0 |  |  |  |  | 0
M045302513190101 | UPS | 무정전전원장치(UPS/CVCF) | 상수3ø,출력208/220/380/440V(입력:±10~20% ) 용량150kVA | 대 |  | 69600000 | 0 |  | 0 |  |  |  |  | 0
E00000808392040106 | UPS | 무정전 전원장치(UPS, CVCF) | 100㎸A~250㎸A 이하 | (대당) |  |  | 0 | 2740354 | 0 |  |  |  |  | 0
M045302513200101 | UPS | 무정전전원장치(UPS/CVCF) | 상수3ø,출력208/220/380/440V(입력:±10~20% ) 용량200kVA | 대 |  | 109200000 | 0 |  | 0 |  |  |  |  | 0
E00000808392040106 | UPS | 무정전 전원장치(UPS, CVCF) | 100㎸A~250㎸A 이하 | (대당) |  |  | 0 | 2740354 | 0 |  |  |  |  | 0
M045302513210101 | UPS | 무정전전원장치(UPS/CVCF) | 상수3ø,출력208/220/380/440V(입력:±10~20% ) 용량300kVA | 대 |  | 114000000 | 0 |  | 0 |  |  |  |  | 0
E00000808392040107 | UPS | 무정전 전원장치(UPS, CVCF) | 250㎸A~500㎸A 이하 | (대당) |  |  | 0 | 3202781 | 0 |  |  |  |  | 0
M045302513220101 | UPS | 무정전전원장치(UPS/CVCF) | 상수3ø,출력208/220/380/440V(입력:±10~20% ) 용량500kVA | 대 |  | 144000000 | 0 |  | 0 |  |  |  |  | 0
E00000808392040107 | UPS | 무정전 전원장치(UPS, CVCF) | 250㎸A~500㎸A 이하 | (대당) |  |  | 0 | 3202781 | 0 |  |  |  |  | 0
M045302513230101 | UPS | 무정전전원장치(UPS/CVCF) | 상수3ø,출력208/220/380/440V(입력:±10~20% ) 용량750kVA | 대 |  | 174000000 | 0 |  | 0 |  |  |  |  | 0
E00000808392040107 | UPS | 무정전 전원장치(UPS, CVCF) | 250㎸A~500㎸A 이하 | (대당) |  |  | 0 | 3202781 | 0 |  |  |  |  | 0
E00000807041560201 | UPS | 무정전 전원장치(UPS, CVCF) 점검 | 20kVA초과~30kVA이하 | (대당) |  |  | 0 | 410890 | 0 |  |  |  |  | 0
E00000807041560202 | UPS | 무정전 전원장치(UPS, CVCF) 점검 | 30㎸A초과~100㎸A이하 | (대당) |  |  | 0 | 741912 | 0 |  |  |  |  | 0
E00000807041560203 | UPS | 무정전 전원장치(UPS, CVCF) 점검 | 100㎸A초과~250㎸A이하 | (대당) |  |  | 0 | 1069590 | 0 |  |  |  |  | 0
E00000807041560204 | UPS | 무정전 전원장치(UPS, CVCF) 점검 | 250㎸A초과~500㎸A이하 | (대당) |  |  | 0 | 1268355 | 0 |  |  |  |  | 0
E00000807041560205 | UPS | 무정전 전원장치(UPS, CVCF) 점검 | 3kVA이하 | (대당) |  |  | 0 | 112573 | 0 |  |  |  |  | 0
E00000807041560206 | UPS | 무정전 전원장치(UPS, CVCF) 점검 | 3kVA초과~10kVA이하 | (대당) |  |  | 0 | 152600 | 0 |  |  |  |  | 0
E00000807041560207 | UPS | 무정전 전원장치(UPS, CVCF) 점검 | 10kVA초과~20kVA이하 | (대당) |  |  | 0 | 232652 | 0 |  |  |  |  | 0
M025021412150101 | 메탈히터 | 메탈히터-방폭형 | FPS-Exd AT-mini, 128W이하, Ex-d등급, IP55 | 개 |  | 750000 | 0 |  | 0 |  |  |  |  | 0
E00000807041440104 | 메탈히터 | Heat Tracing System 설치 | Pad형(㎡) |  |  |  | 0 | 38024 | 0 |  |  |  |  | 0
M025021412160101 | 메탈히터 | 메탈히터-방폭형 | FPS-Exd AT-300, 385W이하, Ex-d등급, IP55 | 개 |  | 1000000 | 0 |  | 0 |  |  |  |  | 0
E00000807041440104 | 메탈히터 | Heat Tracing System 설치 | Pad형(㎡) |  |  |  | 0 | 38024 | 0 |  |  |  |  | 0
M025021412170101 | 메탈히터 | 메탈히터-부착형 | FPS-AT-mini, 30W,IP68,FM인증,UL인증,KC인증 | 개 |  | 200000 | 0 |  | 0 |  |  |  |  | 0
E00000807041440104 | 메탈히터 | Heat Tracing System 설치 | Pad형(㎡) |  |  |  | 0 | 38024 | 0 |  |  |  |  | 0
M025021412180101 | 메탈히터 | 메탈히터-부착형 | FPS-AT-60, 70W,IP68,FM인증,UL인증,KC인증 | 개 |  | 250000 | 0 |  | 0 |  |  |  |  | 0
E00000807041440104 | 메탈히터 | Heat Tracing System 설치 | Pad형(㎡) |  |  |  | 0 | 38024 | 0 |  |  |  |  | 0
M025021412190101 | 메탈히터 | 메탈히터-부착형 | FPS-AT-100, 100W,IP68,FM인증,UL인증,KC인증 | 개 |  | 350000 | 0 |  | 0 |  |  |  |  | 0
E00000807041440104 | 메탈히터 | Heat Tracing System 설치 | Pad형(㎡) |  |  |  | 0 | 38024 | 0 |  |  |  |  | 0
M025021412200101 | 메탈히터 | 메탈히터-부착형 | FPS-AT-200, 200W,IP68,FM인증,UL인증,KC인증 | 개 |  | 400000 | 0 |  | 0 |  |  |  |  | 0
E00000807041440104 | 메탈히터 | Heat Tracing System 설치 | Pad형(㎡) |  |  |  | 0 | 38024 | 0 |  |  |  |  | 0
M025021412300101 | 메탈히터 | 점검Device_모니터링 | FPS-M-BOX 모니터링용 |  |  | 400000 | 0 |  | 0 |  |  |  |  | 0
E00000807041140201 | 메탈히터 | 벽면 | 400㎜×400㎜×300㎜이하 |  |  |  | 0 | 178365 | 0 |  |  |  |  | 0
M025021412310101 | 메탈히터 | 점검Device_고장점멸 | FPS-I-BOX 옥내용,히터동작및전원확인,난연PC |  |  | 100000 | 0 |  | 0 |  |  |  |  | 0
E00000807041140201 | 메탈히터 | 벽면 | 400㎜×400㎜×300㎜이하 |  |  |  | 0 | 178365 | 0 |  |  |  |  | 0
M025021412320101 | 메탈히터 | 단자박스 | FPS-T-BOX 옥내용,4방향 |  |  | 80000 | 0 |  | 0 |  |  |  |  | 0
E00000807041140201 | 메탈히터 | 벽면 | 400㎜×400㎜×300㎜이하 |  |  |  | 0 | 178365 | 0 |  |  |  |  | 0
M025021412330101 | 메탈히터 | 옥외함 | FPS-O-BOX 알루미늄 |  |  | 200000 | 0 |  | 0 |  |  |  |  | 0
E00000807041140201 | 메탈히터 | 벽면 | 400㎜×400㎜×300㎜이하 |  |  |  | 0 | 178365 | 0 |  |  |  |  | 0
M025021412340101 | 메탈히터 | 방열패드 | FPS-TP-1.5 열전도도K=1.5이상 |  |  | 20000 | 0 |  | 0 |  |  |  |  | 0
M025021412350101 | 메탈히터 | 철트레이 | FPS-ST-1 아이링박스및단자박스고정장치 |  |  | 20000 | 0 |  | 0 |  |  |  |  | 0
M025021412360101 | 메탈히터 | 보온재 | 고무발포보온재9T |  |  | 20000 | 0 |  | 0 |  |  |  |  | 0
M030754010060101 | 커버 | Fire Zero Duct/Tray/배관 내화충전재(시공) | ECK RTV Foam(방화폼), 500×500×75T | 개 |  | 251000 | 0 | [6 empty] | 0
E00000807021460103 | 조명 | 방화구획재 시공 | 일반개구부 Foam 하부충전(개소) | (단위당) |  |  |  | 77579 | 0 |  |  |  |  | 0
E00000807031130101 | 커버 | 절연커버 설치 |  | (개당) |  |  |  | 10217 | 0 |  |  |  |  | 0
E00000808373010901 | 터파기 | 인력 터파기 | 보통토사, 깊이 1m미만 | (㎥ 당) |  |  |  | 33109 | 0 |  |  |  |  | 0
E00000808373010902 | 터파기 | 인력 터파기 | 보통토사, 깊이 1m이상 ~ 2m미만 | (㎥ 당) |  |  |  | 44697 | 0 |  |  |  |  | 0
E00000808373010903 | 터파기 | 인력 터파기 | 보통토사, 깊이 2m이상 ~ 3m미만 | (㎥ 당) |  |  |  | 56285 | 0 |  |  |  |  | 0
E00000808373010904 | 터파기 | 인력 터파기 | 경질토사,깊이 1m미만 깊이 | (㎥ 당) |  |  |  | 43041 | 0 |  |  |  |  | 0
E00000808373010905 | 터파기 | 인력 터파기 | 경질토사, 1m이상 ~ 2m미만 깊이 | (㎥ 당) |  |  |  | 57940 | 0 |  |  |  |  | 0
E00000808373010906 | 터파기 | 인력 터파기 | 경질토사, 2m이상 ~ 3m미만 | (㎥ 당) |  |  |  | 72839 | 0 |  |  |  |  | 0
E00000808373010907 | 터파기 | 인력 터파기 | 고사점토 및 자갈섞인 토사, 깊이 1m미만 | (㎥ 당) |  |  |  | 52974 | 0 |  |  |  |  | 0
E00000808373010908 | 터파기 | 인력 터파기 | 고사점토 및 자갈섞인 토사, 깊이 1m이상 ~ 2m미만 | (㎥ 당) |  |  |  | 71184 | 0 |  |  |  |  | 0
E00000808373010909 | 터파기 | 인력 터파기 | 고사점토 및 자갈섞인 토사, 깊이 2m이상 ~ 3m미만 | (㎥ 당) |  |  |  | 89394 | 0 |  |  |  |  | 0
E00000808373010910 | 터파기 | 인력 터파기 | 호박돌 섞인토사, 깊이 1m미만 | (㎥ 당) |  |  |  | 94360 | 0 |  |  |  |  | 0
E00000808373010911 | 터파기 | 인력 터파기 | 호박돌 섞인토사, 깊이 1m이상 ~ 2m미만 | (㎥ 당) |  |  |  | 127469 | 0 |  |  |  |  | 0
E00000808373010912 | 터파기 | 인력 터파기 | 호박돌 섞인토사, 깊이 2m이상 ~ 3m미만 | (㎥ 당) |  |  |  | 160578 | 0 |  |  |  |  | 0
E00000808373010913 | 터파기 | 인력 터파기 | 연암 및 풍화암, 깊이 1m미만 | (㎥ 당) |  |  |  | 475191 | 0 |  |  |  |  | 0
E00000808373010914 | 터파기 | 인력 터파기 | 연암 및 풍화암, 깊이 1m이상 ~ 2m미만 | (㎥ 당) |  |  |  | 534590 | 0 |  |  |  |  | 0
E00000808373010915 | 터파기 | 인력 터파기 | 연암 및 풍화암, 깊이 2m이상 ~ 3m미만 | (㎥ 당) |  |  |  | 593989 | 0 |  |  |  |  | 0
E00000808373010916 | 터파기 | 인력 터파기 | 보통암, 깊이 1m미만 | (㎥ 당) |  |  |  | 712786 | 0 |  |  |  |  | 0
E00000808373010917 | 터파기 | 인력 터파기 | 보통암, 깊이 1m이상 ~ 2m미만 | (㎥ 당) |  |  |  | 772185 | 0 |  |  |  |  | 0
E00000808373010918 | 터파기 | 인력 터파기 | 보통암, 깊이 2m이상 ~ 3m미만 | (㎥ 당) |  |  |  | 831584 | 0 |  |  |  |  | 0
E00000808373010919 | 터파기 | 인력 터파기 | 경암, 깊이 1m미만 | (㎥ 당) |  |  |  | 1240557 | 0 |  |  |  |  | 0
E00000808373010920 | 터파기 | 인력 터파기 | 경암, 깊이 1m이상 ~ 2m미만 | (㎥ 당) |  |  |  | 1720616 | 0 |  |  |  |  | 0
E00000808373010921 | 터파기 | 인력 터파기 | 경암, 깊이 2m이상 ~ 3m미만 | (㎥ 당) |  |  |  | 2200675 | 0 |  |  |  |  | 0
E00000808373011001 | 터파기 | 기계사용 터파기 | 풍화암 | (㎥ 당) |  |  |  | 113890 | 0 |  |  |  |  | 0
E00000808373011002 | 터파기 | 기계사용 터파기 | 연암 | (㎥ 당) |  |  |  | 149330 | 0 |  |  |  |  | 0
E00000808373011003 | 터파기 | 기계사용 터파기 | 보통암 | (㎥ 당) |  |  |  | 205676 | 0 |  |  |  |  | 0
E00000808373011004 | 터파기 | 기계사용 터파기 | 경암 | (㎥ 당) |  |  |  | 334301 | 0 |  |  |  |  | 0
E00000802051181501 | 터파기 | 폐공 되메우기 |  | (10m당) |  |  |  | 151371 | 0 |  |  |  |  | 0
E00000801021310102 | 터파기 | 인력 흙다지기 (㎥ 당) | 토사(성토두께30㎝) | (㎥ 당) |  |  |  | 18209 | 0 |  |  |  |  | 0
E00000807031540101 | 표시 | 지중선로 표지기 설치 |  | (개당) |  |  |  | 31316 | 0 |  |  |  |  | 0
E00000808373010702 | 표시 | 경고표시 테이프 및 매설표지판 | 케이블 매설표지판(개당) | (단위당) |  |  |  | 13243 | 0 |  |  |  |  | 0
E00000808373010701 | 표시 | 경고표시 테이프 및 매설표지판 | 경고표시테이프(100m당) | (단위당) |  |  |  | 21520 | 0 |  |  |  |  | 0
E00000807041400901 | 구멍 | MDF재질 구멍따기 |  | (개소당) |  |  |  | 27025 | 0 |  |  |  |  | 0
E00000807041401001 | 구멍 | 박스용 철판 구멍따기 | 두께 2㎜이하 | (개당) |  |  |  | 32430 | 0 |  |  |  |  | 0
E00000807041660101 | 구멍 | 배관용 구멍뚫기 (손파기 기준) | 콘크리트두께 150㎜이하 | (개소당) |  |  |  | 700505 | 0 |  |  |  |  | 0
E00000807041660102 | 구멍 | 배관용 구멍뚫기 (손파기 기준) | 콘크리트두께 200㎜이하 | (개소당) |  |  |  | 963998 | 0 |  |  |  |  | 0
E00000807041660103 | 구멍 | 배관용 구멍뚫기 (손파기 기준) | 콘크리트두께 300㎜이하 | (개소당) |  |  |  | 1895864 | 0 |  |  |  |  | 0
E00000807041660104 | 구멍 | 배관용 구멍뚫기 (손파기 기준) | 콘크리트두께 400㎜이하 | (개소당) |  |  |  | 2594227 | 0 |  |  |  |  | 0
E00000807041660201 | 구멍 | 배관용 구멍뚫기 (코어드릴 사용기준) | 콘크리트두께 150㎜이하 바닥 - 25㎜ | (개소당) |  |  |  | 36066 | 0 |  |  |  |  | 0
E00000807041660202 | 구멍 | 배관용 구멍뚫기 (코어드릴 사용기준) | 콘크리트두께 150㎜이하 바닥 - 50㎜ | (개소당) |  |  |  | 44707 | 0 |  |  |  |  | 0
E00000807041660203 | 구멍 | 배관용 구멍뚫기 (코어드릴 사용기준) | 콘크리트두께 150㎜이하 바닥 - 75㎜ | (개소당) |  |  |  | 53348 | 0 |  |  |  |  | 0
E00000807041660204 | 구멍 | 배관용 구멍뚫기 (코어드릴 사용기준) | 콘크리트두께 150㎜이하 바닥 - 100㎜ | (개소당) |  |  |  | 61989 | 0 |  |  |  |  | 0
E00000807041660205 | 구멍 | 배관용 구멍뚫기 (코어드릴 사용기준) | 콘크리트두께 150㎜이하 바닥 - 150㎜ | (개소당) |  |  |  | 78896 | 0 |  |  |  |  | 0
E00000807041660211 | 구멍 | 배관용 구멍뚫기 (코어드릴 사용기준) | 콘크리트두께 150㎜이하 벽체 - 25㎜ | (개소당) |  |  |  | 46210 | 0 |  |  |  |  | 0
E00000807041660212 | 구멍 | 배관용 구멍뚫기 (코어드릴 사용기준) | 콘크리트두께 150㎜이하 벽체 - 50㎜ | (개소당) |  |  |  | 57105 | 0 |  |  |  |  | 0
E00000807041660213 | 구멍 | 배관용 구멍뚫기 (코어드릴 사용기준) | 콘크리트두께 150㎜이하 벽체 - 75㎜ | (개소당) |  |  |  | 68001 | 0 |  |  |  |  | 0
E00000807041660214 | 구멍 | 배관용 구멍뚫기 (코어드릴 사용기준) | 콘크리트두께 150㎜이하 벽체 - 100㎜ | (개소당) |  |  |  | 79271 | 0 |  |  |  |  | 0
E00000807041660215 | 구멍 | 배관용 구멍뚫기 (코어드릴 사용기준) | 콘크리트두께 150㎜이하 벽체 - 150㎜ | (개소당) |  |  |  | 100686 | 0 |  |  |  |  | 0
E00000807061760101 | 앙카 | 앵커볼트 구멍 꿇기 | 구멍뚫기(ø23×100) | (본당) |  |  |  | 38840 | 0 |  |  |  |  | 0
E00000808374071201 | 앙카 | 부대공사(앙카볼트 설치 등) - 앙카볼트설치 | ø15㎜ 이하 | (개당) |  |  |  | 21382 | 0 |  |  |  |  | 0
E00000808374070901 | 앙카 | 부대공사(앙카볼트 설치 등) - 칼블럭(쐐기) | ø9㎜ 이하 | (10본당) |  |  |  | 74837 | 0 |  |  |  |  | 0
E00000808374072302 | 앙카 | 부대공사(앙카볼트 설치 등) - 전산볼트 설치 | Ø15㎜이하 | (단위당) |  |  |  | 5345 | 0 |  |  |  |  | 0
E00000808388282621 | 방송 | 방송 및 음향영상설비 부대공사 | 무선리시버(Wireless Receiver)(대) |  |  |  |  | 135907 | 0 |  |  |  |  | 0
E00000808388282605 | 방송 | 방송 및 음향영상설비 부대공사 | 스크린(전동) 120인치 이하(대) |  |  |  |  | 2861614 | 0 |  |  |  |  | 0
E00000808388282621 | 방송 | 방송 및 음향영상설비 부대공사 | 무선리시버(Wireless Receiver)(대) |  |  |  |  | 135907 | 0 |  |  |  |  | 0
E00000807041640341 | 방송 | 기기신설(설치) | 화상회의시스템 - CODEC |  |  |  |  | 581395 | 0 |  |  |  |  | 0
E00000807041641641 | 방송 | 기기신설(점검) | 화상회의시스템 - CODEC |  |  |  |  | 84551 | 0 |  |  |  |  | 0
E00000807041641741 | 방송 | 기기신설(조정) | 화상회의시스템 - CODEC |  |  |  |  | 197285 | 0 |  |  |  |  | 0
E00000807041641841 | 방송 | 기기신설(시험 및 측정) | 화상회의시스템 - CODEC |  |  |  |  | 1795887 | [5 empty] | 0
E00000807041640327 | 방송 | 기기신설(설치) | Beam Projector |  |  |  |  | 661265 | 0 |  |  |  |  | 0
E00000807041641627 | 방송 | 기기신설(점검) | Beam Projector |  |  |  |  | 169102 | 0 |  |  |  |  | 0
E00000807041641727 | 방송 | 기기신설(조정) | Beam Projector |  |  |  |  | 598713 | 0 |  |  |  |  | 0
E00000807041641405 | 방송 | 부대시설공사 | 스크린 전동 120인치 이하 | 대 |  |  |  | 2808352 | 0 |  |  |  |  | 0
E00000808475031008 | 방송 | 구내 광섬유케이블 (2) | 12 코아 이하, POF(Plastic Optic Fiber) | (단위당) |  |  |  | 253576 | 0 |  |  |  |  | 0
E00000808475031009 | 방송 | 구내 광섬유케이블 (2) | 24 코아 이하, POF(Plastic Optic Fiber) | (단위당) |  |  |  | 364898 | 0 |  |  |  |  | 0
E00000807041640320 | 방송 | 기기신설(설치) | TV 수상기(Video Monitor) 14이하 |  |  |  |  | 68837 | 0 |  |  |  |  | 0
E00000807041640321 | 방송 | 기기신설(설치) | TV 수상기(Video Monitor) 21이하 |  |  |  |  | 115706 | 0 |  |  |  |  | 0
E00000807041640322 | 방송 | 기기신설(설치) | TV 수상기(Video Monitor) 32이하 |  |  |  |  | 148716 | 0 |  |  |  |  | 0
E00000807041640323 | 방송 | 기기신설(설치) | TV 수상기(Video Monitor) 33이상 |  |  |  |  | 184543 | 0 |  |  |  |  | 0
E00000807041640102 | 방송 | 케이블 설치 | 스피커케이블 (5.6㎟-4C이하) | (10m당) |  |  |  | 40537 | 0 |  |  |  |  | 0
E00000807041640103 | 방송 | 케이블 설치 | 스피커케이블 (14.2㎟-4C이하) | (10m당) |  |  |  | 53241 | 0 |  |  |  |  | 0
E00000807041640104 | 방송 | 케이블 설치 | 스피커케이블 (멀티 2.0㎟-16C) | (10m당) |  |  |  | 68030 | 0 |  |  |  |  | 0
E00000808375230102 | 방송 | 케이블 포설 | 스피커 케이블 - 5.6㎟-4C 이하 | (10m 당) |  |  |  | 37418 | 0 |  |  |  |  | 0
E00000808375230103 | 방송 | 케이블 포설 | 스피커 케이블 - 14.2㎟-4C 이하 | (10m 당) |  |  |  | 74689 | 0 |  |  |  |  | 0
E00000808375230104 | 방송 | 케이블 포설 | 스피커 케이블 - 멀티2.0㎟-16C 이하 | (10m 당) |  |  |  | 95437 | 0 |  |  |  |  | 0
E00000807041320101 | 기구설치 | 가전기구 설치 | 전열기 3㎾ 이하 | (대,개,조당) |  |  |  | 108100 | 0 |  |  |  |  | 0
E00000807041320102 | 기구설치 | 가전기구 설치 | 전열기 5㎾ 이하 | (대,개,조당) |  |  |  | 162150 | 0 |  |  |  |  | 0
E00000807041320103 | 기구설치 | 가전기구 설치 | 전열기 10㎾ 이하 | (대,개,조당) |  |  |  | 270251 | 0 |  |  |  |  | 0
E00000807041320104 | 기구설치 | 가전기구 설치 | 전열기 10㎾ 초과 | (대,개,조당) |  |  |  | 378351 | 0 |  |  |  |  | 0
E00000807041320105 | 기구설치 | 가전기구 설치 | 벨 | (대,개,조당) |  |  |  | 27025 | 0 |  |  |  |  | 0
E00000807041320106 | 기구설치 | 가전기구 설치 | 부저 | (대,개,조당) |  |  |  | 21620 | 0 |  |  |  |  | 0
E00000807041320107 | 기구설치 | 가전기구 설치 | 도어폰(주기) | (대,개,조당) |  |  |  | 29727 | 0 |  |  |  |  | 0
E00000807041320108 | 기구설치 | 가전기구 설치 | 도어폰(자기) | (대,개,조당) |  |  |  | 27025 | 0 |  |  |  |  | 0
E00000807041320109 | 기구설치 | 가전기구 설치 | 가스배출기 | (대,개,조당) |  |  |  | 54050 | 0 |  |  |  |  | 0
E00000807041320110 | 기구설치 | 가전기구 설치 | 선풍기(벽면) | (대,개,조당) |  |  |  | 54050 | 0 |  |  |  |  | 0
E00000807041320111 | 기구설치 | 가전기구 설치 | 선풍기(천장면) | (대,개,조당) |  |  |  | 135125 | 0 |  |  |  |  | 0
E00000807041320112 | 기구설치 | 가전기구 설치 | 환풍기(벽면) | (대,개,조당) |  |  |  | 129720 | 0 |  |  |  |  | 0
E00000807041320113 | 기구설치 | 가전기구 설치 | 환풍기(천장면) | (대,개,조당) |  |  |  | 216200 | 0 |  |  |  |  | 0
E00000807041320114 | 기구설치 | 가전기구 설치 | 플로어플레이트 | (대,개,조당) |  |  |  | 36483 | 0 |  |  |  |  | 0
E00000807041320115 | 기구설치 | 가전기구 설치 | 전극봉지지기(3P) | (대,개,조당) |  |  |  | 216200 | 0 |  |  |  |  | 0
E00000807041320116 | 기구설치 | 가전기구 설치 | 전극봉지지기(4P) | (대,개,조당) |  |  |  | 229713 | 0 |  |  |  |  | 0
E00000807041320117 | 기구설치 | 가전기구 설치 | 전극봉지지기(5P) | (대,개,조당) |  |  |  | 297276 | 0 |  |  |  |  | 0
E00000807041320118 | 기구설치 | 가전기구 설치 | 전극결선 | (대,개,조당) |  |  |  | 54050 | 0 |  |  |  |  | 0
E00000807041320119 | 기구설치 | 가전기구 설치 | 소켓 | (대,개,조당) |  |  |  | 15134 | 0 |  |  |  |  | 0
E00000807041320120 | 기구설치 | 가전기구 설치 | 전구교환 | (대,개,조당) |  |  |  | 1621 | 0 |  |  |  |  | 0
E00000807041320121 | 기구설치 | 가전기구 설치 | 플러그신설 | (대,개,조당) |  |  |  | 12161 | 0 |  |  |  |  | 0
E00000807041320122 | 기구설치 | 가전기구 설치 | 전압조정탭절환(탭외부) | (대,개,조당) |  |  |  | 4594 | 0 |  |  |  |  | 0
E00000807041320123 | 기구설치 | 가전기구 설치 | 전압조정탭절환(탭내부) | (대,개,조당) |  |  |  | 17836 | 0 |  |  |  |  | 0
E00000807041320124 | 기구설치 | 가전기구 설치 | 전압조정결선변경 | (대,개,조당) |  |  |  | 22430 | 0 |  |  |  |  | 0
E00000807041320125 | 기구설치 | 가전기구 설치 | 강압기설치(외장형) | (대,개,조당) |  |  |  | 3513 | 0 |  |  |  |  | 0
E00000807041320126 | 기구설치 | 가전기구 설치 | 강압기설치대부설 | (대,개,조당) |  |  |  | 20268 | 0 |  |  |  |  | 0
E00000807041320127 | 기구설치 | 가전기구 설치 | 배전판부설 | (대,개,조당) |  |  |  | 16215 | 0 |  |  |  |  | 0
E00000805033010101 | 중장비 | 고소작업차 | 2ton | (시간당) |  | 5248 | 0 | 47230 | 0 | 10024 | 0 |  |  | 0
E00000805033010102 | 중장비 | 고소작업차 | 3ton | (시간당) |  | 5610 | 0 | 47230 | 0 | 16247 | 0 |  |  | 0
E00000805033010103 | 중장비 | 고소작업차 | 5ton | (시간당) |  | 9229 | 0 | 47230 | 0 | 34765 | 0 |  |  | 0
E00000805033020101 | 중장비 | 터널용 고소작업차 | 0.5ton | (시간당) |  | 9229 | 0 | 47230 | 0 | 21732 | 0 |  |  | 0
E00000805033330301 | 중장비 | 크레인(타이어) | 10ton | (시간당) |  | 7965 | 0 | 55699 | 0 | 30103 | 0 |  |  | 0
E00000805033330302 | 중장비 | 크레인(타이어) | 15ton | (시간당) |  | 9849 | 0 | 55699 | 0 | 40854 | 0 |  |  | 0
E00000805033330303 | 중장비 | 크레인(타이어) | 20ton | (시간당) |  | 11318 | 0 | 55699 | 0 | 51286 | 0 |  |  | 0
E00000805033330304 | 중장비 | 크레인(타이어) | 25ton | (시간당) |  | 12783 | 0 | 55699 | 0 | 56667 | 0 |  |  | 0
E00000805033330305 | 중장비 | 크레인(타이어) | 30ton | (시간당) |  | 16140 | 0 | 55699 | 0 | 54789 | 0 |  |  | 0
E00000805033330306 | 중장비 | 크레인(타이어) | 35ton | (시간당) |  | 16140 | 0 | 55699 | 0 | 57419 | 0 |  |  | 0
E00000805033330307 | 중장비 | 크레인(타이어) | 40ton | (시간당) |  | 20120 | 0 | 55699 | 0 | 65453 | 0 |  |  | 0
E00000805033330308 | 중장비 | 크레인(타이어) | 45ton | (시간당) |  | 23676 | 0 | 55699 | 0 | 71874 | 0 |  |  | 0
E00000805033330309 | 중장비 | 크레인(타이어) | 50ton | (시간당) |  | 23676 | 0 | 55699 | 0 | 86876 | 0 |  |  | 0
E00000805033330310 | 중장비 | 크레인(타이어) | 60ton | (시간당) |  | 25094 | 0 | 55699 | 0 | 88601 | 0 |  |  | 0
E00000805033330311 | 중장비 | 크레인(타이어) | 70ton | (시간당) |  | 29117 | 0 | 55699 | 0 | 104234 | 0 |  |  | 0
E00000805033330312 | 중장비 | 크레인(타이어) | 80ton | (시간당) |  | 29117 | 0 | 55699 | 0 | 130471 | 0 |  |  | 0
E00000805033330313 | 중장비 | 크레인(타이어) | 100ton | (시간당) |  | 37641 | 0 | 55699 | 0 | 154459 | 0 |  |  | 0
E00000805033330314 | 중장비 | 크레인(타이어) | 130ton | (시간당) |  | 43508 | 0 | 55699 | 0 | 213896 | 0 |  |  | 0
E00000805033330315 | 중장비 | 크레인(타이어) | 160ton | (시간당) |  | 48175 | 0 | 55699 | 0 | 286292 | 0 |  |  | 0
E00000805033330316 | 중장비 | 크레인(타이어) | 200ton | (시간당) |  | 54075 | 0 | 55699 | 0 | 299323 | 0 |  |  | 0
E00000805031130102 | 중장비 | 굴삭기(무한궤도) | 0.20㎥ | (시간당) |  | 9123 | 0 | 55699 | 0 | 13041 | 0 |  |  | 0
E00000805031130103 | 중장비 | 굴삭기(무한궤도) | 0.40㎥ | (시간당) |  | 18214 | 0 | 55699 | 0 | 16378 | 0 |  |  | 0
E00000805031130104 | 중장비 | 굴삭기(무한궤도) | 0.6㎥ | (시간당) |  | 18766 | 0 | 55699 | 0 | 21957 | 0 |  |  | 0
E00000805031130105 | 중장비 | 굴삭기(무한궤도) | 0.7㎥ | (시간당) |  | 21341 | 0 | 55699 | 0 | 23128 | 0 |  |  | 0
E00000805031130106 | 중장비 | 굴삭기(무한궤도) | 0.8㎥ | (시간당) |  | 28149 | 0 | 55699 | 0 | 25457 | 0 |  |  | 0
E00000805031130107 | 중장비 | 굴삭기(무한궤도) | 1.0㎥ | (시간당) |  | 35875 | 0 | 55699 | 0 | 27901 | 0 |  |  | 0
E00000805031130108 | 중장비 | 굴삭기(무한궤도) | 1.2㎥ | (시간당) |  | 37164 | 0 | 55699 | 0 | 35532 | 0 |  |  | 0
E00000805031130109 | 중장비 | 굴삭기(무한궤도) | 2.0㎥ | (시간당) |  | 60346 | 0 | 55699 | 0 | 61015 | 0 |  |  | 0
E00000805031130301 | 중장비 | 굴삭기(타이어) | 0.18㎥ | (시간당) |  | 10472 | 0 | 55699 | 0 | 15117 | 0 |  |  | 0
E00000805031130302 | 중장비 | 굴삭기(타이어) | 0.6㎥ | (시간당) |  | 21692 | 0 | 55699 | 0 | 25680 | 0 |  |  | 0
E00000805031130303 | 중장비 | 굴삭기(타이어) | 0.8㎥ | (시간당) |  | 30481 | 0 | 55699 | 0 | 29893 | 0 |  |  | 0
E00000805031130304 | 중장비 | 굴삭기(타이어) | 1.0㎥ | (시간당) |  | 38335 | 0 | 55699 | 0 | 30994 | 0 |  |  | 0
[7 empty] | 0 |  | 0 |  |  |  |  | 0
[7 empty] | 0 |  | 0 |  |  |  |  | 0
L001 |  | 작업반장 |  |  |  |  | 0 | 209949 | 0 |  |  |  |  | 0
L003 |  | 특별인부 |  |  |  |  | 0 | 219321 | 0 |  |  |  |  | 0
L006 |  | 비계공 |  |  |  |  | 0 | 282352 | 0 |  |  |  |  | 0
L007 |  | 형틀목공 |  |  |  |  | 0 | 275108 | 0 |  |  |  |  | 0
L008 |  | 철근공 |  |  |  |  | 0 | 261934 | 0 |  |  |  |  | 0
L010 |  | 철판공 |  |  |  |  | 0 | 216258 | 0 |  |  |  |  | 0
L011 |  | 철골공 |  |  |  |  | 0 | 247269 | 0 |  |  |  |  | 0
L012 |  | 용접공 |  |  |  |  | 0 | 270724 | 0 |  |  |  |  | 0
L013 |  | 콘크리트공 |  |  |  |  | 0 | 264080 | 0 |  |  |  |  | 0
L014 |  | 보링공 |  |  |  |  | 0 | 221816 | 0 |  |  |  |  | 0
L017 |  | 할석공 |  |  |  |  | 0 | 233977 | 0 |  |  |  |  | 0
L018 |  | 포설공 |  |  |  |  | 0 | 211355 | 0 |  |  |  |  | 0
L019 |  | 포장공 |  |  |  |  | 0 | 266931 | 0 |  |  |  |  | 0
L021 |  | 조적공 |  |  |  |  | 0 | 269836 | 0 |  |  |  |  | 0
L023 |  | 건축목공 |  |  |  |  | 0 | 279267 | 0 |  |  |  |  | 0
L024 |  | 창호공 |  |  |  |  | 0 | 249088 | 0 |  |  |  |  | 0
L025 |  | 유리공 |  |  |  |  | 0 | 247778 | 0 |  |  |  |  | 0
L026 |  | 방수공 |  |  |  |  | 0 | 219996 | 0 |  |  |  |  | 0
L027 |  | 미장공 |  |  |  |  | 0 | 274502 | 0 |  |  |  |  | 0
L028 |  | 타일공 |  |  |  |  | 0 | 279575 | 0 |  |  |  |  | 0
L029 |  | 도장공 |  |  |  |  | 0 | 256854 | 0 |  |  |  |  | 0
L030 |  | 내장공 |  |  |  |  | 0 | 245524 | 0 |  |  |  |  | 0
L031 |  | 도배공 |  |  |  |  | 0 | 221362 | 0 |  |  |  |  | 0
L032 |  | 연마공 |  |  |  |  | 0 | 201535 | 0 |  |  |  |  | 0
L033 |  | 석공 |  |  |  |  | 0 | 263972 | 0 |  |  |  |  | 0
L034 |  | 줄눈공 |  |  |  |  | 0 | 200341 | 0 |  |  |  |  | 0
L035 |  | 판넬조립공 |  |  |  |  | 0 | 232729 | 0 |  |  |  |  | 0
L036 |  | 지붕잇기공 |  |  |  |  | 0 | 229334 | 0 |  |  |  |  | 0
L037 |  | 벌목부 |  |  |  |  | 0 | 251041 | 0 |  |  |  |  | 0
L038 |  | 조경공 |  |  |  |  | 0 | 222504 | 0 |  |  |  |  | 0
L039 |  | 배관공 |  |  |  |  | 0 | 229664 | 0 |  |  |  |  | 0
L040 |  | 배관공(수도) |  |  |  |  | 0 | 248510 | 0 |  |  |  |  | 0
L041 |  | 보일러공 |  |  |  |  | 0 | 230103 | 0 |  |  |  |  | 0
L042 |  | 위생공 |  |  |  |  | 0 | 214222 | 0 |  |  |  |  | 0
L043 |  | 덕트공 |  |  |  |  | 0 | 207557 | 0 |  |  |  |  | 0
L044 |  | 보온공 |  |  |  |  | 0 | 214086 | 0 |  |  |  |  | 0
L045 |  | 인력운반공 |  |  |  |  | 0 | 178347 | 0 |  |  |  |  | 0
L046 |  | 궤도공 |  |  |  |  | 0 | 213095 | 0 |  |  |  |  | 0
L047 |  | 건설기계조장 |  |  |  |  | 0 | 200944 | 0 |  |  |  |  | 0
L048 |  | 건설기계운전사 |  |  |  |  | 0 | 272996 | 0 |  |  |  |  | 0
L049 |  | 화물차운전사 |  |  |  |  | 0 | 233960 | 0 |  |  |  |  | 0
L050 |  | 일반기계운전사 |  |  |  |  | 0 | 167059 | 0 |  |  |  |  | 0
L051 |  | 기계설비공 |  |  |  |  | 0 | 242281 | 0 |  |  |  |  | 0
L052 |  | 플랜트배관공 |  |  |  |  | 0 | 318247 | 0 |  |  |  |  | 0
L053 |  | 플랜트제관공 |  |  |  |  | 0 | 253759 | 0 |  |  |  |  | 0
L054 |  | 플랜트용접공 |  |  |  |  | 0 | 289294 | 0 |  |  |  |  | 0
L055 |  | 플랜트기계설치공 |  |  |  |  | 0 | 238910 | 0 |  |  |  |  | 0
L056 |  | 플랜트특별인부 |  |  |  |  | 0 | 215290 | 0 |  |  |  |  | 0
L057 |  | 플랜트케이블전공 |  |  |  |  | 0 | 268376 | 0 |  |  |  |  | 0
L058 |  | 플랜트계장공 |  |  |  |  | 0 | 205259 | 0 |  |  |  |  | 0
L059 |  | 플랜트보온공 |  |  |  |  | 0 | 244203 | 0 |  |  |  |  | 0
L060 |  | 제철축로공 |  |  |  |  | 0 | 349464 | 0 |  |  |  |  | 0
L061 |  | 비파괴시험공 |  |  |  |  | 0 | 215484 | 0 |  |  |  |  | 0
L062 |  | 특급품질관리원 |  |  |  |  | 0 | 196399 | 0 |  |  |  |  | 0
L063 |  | 고급품질관리원 |  |  |  |  | 0 | 192704 | 0 |  |  |  |  | 0
L064 |  | 중급품질관리원 |  |  |  |  | 0 | 173658 | 0 |  |  |  |  | 0
L065 |  | 초급품질관리원 |  |  |  |  | 0 | 146440 | 0 |  |  |  |  | 0
L066 |  | 지적기사 |  |  |  |  | 0 | 256260 | 0 |  |  |  |  | 0
L067 |  | 지적산업기사 |  |  |  |  | 0 | 234723 | 0 |  |  |  |  | 0
L068 |  | 지적기능사 |  |  |  |  | 0 | 185830 | 0 |  |  |  |  | 0
L069 |  | 내선전공 |  |  |  |  | 0 | 272860 | 0 |  |  |  |  | 0
L070 |  | 특고압케이블전공 |  |  |  |  | 0 | 414989 | 0 |  |  |  |  | 0
L071 |  | 고압케이블전공 |  |  |  |  | 0 | 354400 | 0 |  |  |  |  | 0
L072 |  | 저압케이블전공 |  |  |  |  | 0 | 301374 | 0 |  |  |  |  | 0
L073 |  | 송전전공 |  |  |  |  | 0 | 621630 | 0 |  |  |  |  | 0
L074 |  | 송전활선전공 |  |  |  |  | 0 | 652757 | 0 |  |  |  |  | 0
L075 |  | 배전전공 |  |  |  |  | 0 | 402995 | 0 |  |  |  |  | 0
L076 |  | 배전활선전공 |  |  |  |  | 0 | 537271 | 0 |  |  |  |  | 0
L077 |  | 플랜트전공 |  |  |  |  | 0 | 262536 | 0 |  |  |  |  | 0
L078 |  | 계장공 |  |  |  |  | 0 | 310890 | 0 |  |  |  |  | 0
L079 |  | 철도신호공 |  |  |  |  | 0 | 302209 | 0 |  |  |  |  | 0
L080 |  | 통신내선공 |  |  |  |  | 0 | 275107 | 0 |  |  |  |  | 0
L081 |  | 통신설비공 |  |  |  |  | 0 | 305050 | 0 |  |  |  |  | 0
L082 |  | 통신외선공 |  |  |  |  | 0 | 397952 | 0 |  |  |  |  | 0
L083 |  | 통신케이블공 |  |  |  |  | 0 | 423830 | 0 |  |  |  |  | 0
L084 |  | 무선안테나공 |  |  |  |  | 0 | 347927 | 0 |  |  |  |  | 0
L085 |  | 석면해체공 |  |  |  |  | 0 | 203469 | 0 |  |  |  |  | 0
L086 |  | 광케이블설치사 |  |  |  |  | 0 | 455593 | 0 |  |  |  |  | 0
L087 |  | H/W시험사 |  |  |  |  | 0 | 381052 | 0 |  |  |  |  | 0
L088 |  | S/W시험사 |  |  |  |  | 0 | 444532 | 0 |  |  |  |  | 0
L089 |  | 도편수 |  |  |  |  | 0 | 506030 | 0 |  |  |  |  | 0
L090 |  | 드잡이공 |  |  |  |  | 0 | 312305 | 0 |  |  |  |  | 0
L091 |  | 한식목공 |  |  |  |  | 0 | 341397 | 0 |  |  |  |  | 0
L092 |  | 한식목공조공 |  |  |  |  | 0 | 241318 | 0 |  |  |  |  | 0
L093 |  | 한식석공 |  |  |  |  | 0 | 394554 | 0 |  |  |  |  | 0
L094 |  | 한식미장공 |  |  |  |  | 0 | 339449 | 0 |  |  |  |  | 0
L095 |  | 한식와공 |  |  |  |  | 0 | 346952 | 0 |  |  |  |  | 0
L096 |  | 한식와공조공 |  |  |  |  | 0 | 266667 | 0 |  |  |  |  | 0
L100 |  | 화공 |  |  |  |  | 0 | 308505 | 0 |  |  |  |  | 0
L101 |  | 원자력플랜트전공 |  |  |  |  | 0 | 231772 | 0 |  |  |  |  | 0
L102 |  | 원자력용접공 |  |  |  |  | 0 | 210448 | 0 |  |  |  |  | 0
L103 |  | 원자력기계설치공 |  |  |  |  | 0 | 232968 | 0 |  |  |  |  | 0
L104 |  | 원자력품질관리사 |  |  |  |  | 0 | 284993 | 0 |  |  |  |  | 0
L105 |  | 통신관련기사 |  |  |  |  | 0 | 315804 | 0 |  |  |  |  | 0
L106 |  | 통신관련산업기사 |  |  |  |  | 0 | 296036 | 0 |  |  |  |  | 0
L107 |  | 통신관련기능사 |  |  |  |  | 0 | 243776 | 0 |  |  |  |  | 0
L108 |  | 전기공사기사 |  |  |  |  | 0 | 322514 | 0 |  |  |  |  | 0
L109 |  | 전기공사산업기사 |  |  |  |  | 0 | 287871 | 0 |  |  |  |  | 0
L110 |  | 변전전공 |  |  |  |  | 0 | 474414 | 0 |  |  |  |  | 0
L111 |  | 코킹공 |  |  |  |  | 0 | 204830 | 0 |  |  |  |  | 0
L115 |  | 선원 |  |  |  |  | 0 | 204255 | 0 |  |  |  |  | 0
L116 |  | 플랜트특수용접공 |  |  |  |  | 0 | 335294 | 0 |  |  |  |  | 0
L117 |  | 플랜트덕트공 |  |  |  |  | 0 | 210034 | 0 |  |  |  |  | 0
L119 |  | 한식미장공편수 |  |  |  |  | 0 | 362214 | 0 |  |  |  |  | 0
L120 |  | 한식와공편수 |  |  |  |  | 0 | 464213 | 0 |  |  |  |  | 0
L121 |  | 한식단청공편수 |  |  |  |  | 0 | 280976 | 0 |  |  |  |  | 0
L122 |  | 한식석공조공 |  |  |  |  | 0 | 309302 | 0 |  |  |  |  | 0
L123 |  | 한식미장공조공 |  |  |  |  | 0 | 257173 | 0 |  |  |  |  | 0
[7 empty] | 0 |  | 0 |  |  |  |  | 0
[7 empty] | 0 |  | 0 |  |  |  |  | 0
[7 empty] | 0 |  | 0 |  |  |  |  | 0
[7 empty] | 0 |  | 0 |  |  |  |  | 0
[7 empty] | 0 |  | 0 |  |  |  |  | 0
[7 empty] | 0 |  | 0 |  |  |  |  | 0
[7 empty] | 0 |  | 0 |  |  |  |  | 0
[7 empty] | 0 |  | 0 |  |  |  |  | 0
[7 empty] | 0 |  | 0 |  |  |  |  | 0
[7 empty] | 0 |  | 0 |  |  |  |  | 0
[7 empty] | 0 |  | 0 |  |  |  |  | 0
[7 empty] | 0 |  | 0 |  |  |  |  | 0
[7 empty] | 0 |  | 0 |  |  |  |  | 0
[7 empty] | 0 |  | 0 |  |  |  |  | 0
[7 empty] | 0 |  | 0 |  |  |  |  | 0
[7 empty] | 0 |  | 0 |  |  |  |  | 0
[7 empty] | 0 |  | 0 |  |  |  |  | 0
[7 empty] | 0 |  | 0 |  |  |  |  | 0
[7 empty] | 0 |  | 0 |  |  |  |  | 0
[7 empty] | 0 |  | 0 |  |  |  |  | 0
[7 empty] | 0 |  | 0 |  |  |  |  | 0
[7 empty] | 0 |  | 0 |  |  |  |  | 0
[7 empty] | 0 |  | 0 |  |  |  |  | 0
[7 empty] | 0 |  | 0 |  |  |  |  | 0
[7 empty] | 0 |  | 0 |  |  |  |  | 0
[7 empty] | 0 |  | 0 |  |  |  |  | 0
[7 empty] | 0 |  | 0 |  |  |  |  | 0
[7 empty] | 0 |  | 0 |  |  |  |  | 0
[7 empty] | 0 |  | 0 |  |  |  |  | 0
[7 empty] | 0 |  | 0 |  |  |  |  | 0
[7 empty] | 0 |  | 0 |  |  |  |  | 0
[7 empty] | 0 |  | 0 |  |  |  |  | 0
[7 empty] | 0 |  | 0 |  |  |  |  | 0
[7 empty] | 0 |  | 0 |  |  |  |  | 0
[7 empty] | 0 |  | 0 |  |  |  |  | 0
[7 empty] | 0 |  | 0 |  |  |  |  | 0
[7 empty] | 0 |  | 0 |  |  |  |  | 0
[7 empty] | 0 |  | 0 |  |  |  |  | 0
[7 empty] | 0 |  | 0 |  |  |  |  | 0
[7 empty] | 0 |  | 0 |  |  |  |  | 0
[7 empty] | 0 |  | 0 |  |  |  |  | 0
[7 empty] | 0 |  | 0 |  |  |  |  | 0
[7 empty] | 0 |  | 0 |  |  |  |  | 0
[7 empty] | 0 |  | 0 |  |  |  |  | 0
[7 empty] | 0 |  | 0 |  |  |  |  | 0
[7 empty] | 0 |  | 0 |  |  |  |  | 0
[7 empty] | 0 |  | 0 |  |  |  |  | 0
[7 empty] | 0 |  | 0 |  |  |  |  | 0
[7 empty] | 0 |  | 0 |  |  |  |  | 0
[7 empty] | 0 |  | 0 |  |  |  |  | 0
[7 empty] | 0 |  | 0 |  |  |  |  | 0
[7 empty] | 0 |  | 0 |  |  |  |  | 0
[7 empty] | 0 |  | 0 |  |  |  |  | 0
[7 empty] | 0 |  | 0 |  |  |  |  | 0
[7 empty] | 0 |  | 0 |  |  |  |  | 0
[7 empty] | 0 |  | 0 |  |  |  |  | 0
[7 empty] | 0 |  | 0 |  |  |  |  | 0
[7 empty] | 0 |  | 0 |  |  |  |  | 0
[7 empty] | 0 |  | 0 |  |  |  |  | 0
[7 empty] | 0 |  | 0 |  |  |  |  | 0
[7 empty] | 0 |  | 0 |  |  |  |  | 0
[7 empty] | 0 |  | 0 |  |  |  |  | 0
[7 empty] | 0 |  | 0 |  |  |  |  | 0
[7 empty] | 0 |  | 0 |  |  |  |  | 0
[7 empty] | 0 |  | 0 |  |  |  |  | 0
[7 empty] | 0 |  | 0 |  |  |  |  | 0
[7 empty] | 0 |  | 0 |  |  |  |  | 0
[7 empty] | 0 |  | 0 |  |  |  |  | 0
[7 empty] | 0 |  | 0 |  |  |  |  | 0
[7 empty] | 0 |  | 0 |  |  |  |  | 0
[7 empty] | 0 |  | 0 |  |  |  |  | 0
[7 empty] | 0 |  | 0 |  |  |  |  | 0
[7 empty] | 0 |  | 0 |  |  |  |  | 0
[7 empty] | 0 |  | 0 |  |  |  |  | 0
[7 empty] | 0 |  | 0 |  |  |  |  | 0
[7 empty] | 0 |  | 0 |  |  |  |  | 0
[7 empty] | 0 |  | 0 |  |  |  |  | 0
[7 empty] | 0 |  | 0 |  |  |  |  | 0
[7 empty] | 0 |  | 0 |  |  |  |  | 0
[7 empty] | 0 |  | 0 |  |  |  |  | 0
[7 empty] | 0 |  | 0 |  |  |  |  | 0
[7 empty] | 0 |  | 0 |  |  |  |  | 0
[7 empty] | 0 |  | 0 |  |  |  |  | 0
[7 empty] | 0 |  | 0 |  |  |  |  | 0
[7 empty] | 0 |  | 0 |  |  |  |  | 0
[7 empty] | 0 |  | 0 |  |  |  |  | 0
[7 empty] | 0 |  | 0 |  |  |  |  | 0
[7 empty] | 0 |  | 0 |  |  |  |  | 0
[7 empty] | 0 |  | 0 |  |  |  |  | 0
[7 empty] | 0 |  | 0 |  |  |  |  | 0
[7 empty] | 0 |  | 0 |  |  |  |  | 0
[7 empty] | 0 |  | 0 |  |  |  |  | 0
[7 empty] | 0 |  | 0 |  |  |  |  | 0
[7 empty] | 0 |  | 0 |  |  |  |  | 0
[7 empty] | 0 |  | 0 |  |  |  |  | 0
[7 empty] | 0 |  | 0 |  |  |  |  | 0
[7 empty] | 0 |  | 0 |  |  |  |  | 0
[7 empty] | 0 |  | 0 |  |  |  |  | 0
[7 empty] | 0 |  | 0 |  |  |  |  | 0
[7 empty] | 0 |  | 0 |  |  |  |  | 0
[7 empty] | 0 |  | 0 |  |  |  |  | 0
[7 empty] | 0 |  | 0 |  |  |  |  | 0
[7 empty] | 0 |  | 0 |  |  |  |  | 0
[7 empty] | 0 |  | 0 |  |  |  |  | 0
[7 empty] | 0 |  | 0 |  |  |  |  | 0
[7 empty] | 0 |  | 0 |  |  |  |  | 0
[7 empty] | 0 |  | 0 |  |  |  |  | 0
[7 empty] | 0 |  | 0 |  |  |  |  | 0
[7 empty] | 0 |  | 0 |  |  |  |  | 0
[7 empty] | 0 |  | 0 |  |  |  |  | 0
[7 empty] | 0 |  | 0 |  |  |  |  | 0
[7 empty] | 0 |  | 0 |  |  |  |  | 0
[7 empty] | 0 |  | 0 |  |  |  |  | 0
[7 empty] | 0 |  | 0 |  |  |  |  | 0
[7 empty] | 0 |  | 0 |  |  |  |  | 0
[7 empty] | 0 |  | 0 |  |  |  |  | 0
[7 empty] | 0 |  | 0 |  |  |  |  | 0
[7 empty] | 0 |  | 0 |  |  |  |  | 0
[7 empty] | 0 |  | 0 |  |  |  |  | 0
[7 empty] | 0 |  | 0 |  |  |  |  | 0
[7 empty] | 0 |  | 0 |  |  |  |  | 0
[7 empty] | 0 |  | 0 |  |  |  |  | 0
[7 empty] | 0 |  | 0 |  |  |  |  | 0
[7 empty] | 0 |  | 0 |  |  |  |  | 0
[7 empty] | 0 |  | 0 |  |  |  |  | 0
[7 empty] | 0 |  | 0 |  |  |  |  | 0
[7 empty] | 0 |  | 0 |  |  |  |  | 0
[7 empty] | 0 |  | 0 |  |  |  |  | 0
[7 empty] | 0 |  | 0 |  |  |  |  | 0
[7 empty] | 0 |  | 0 |  |  |  |  | 0
[7 empty] | 0 |  | 0 |  |  |  |  | 0
[7 empty] | 0 |  | 0 |  |  |  |  | 0
[7 empty] | 0 |  | 0 |  |  |  |  | 0
[7 empty] | 0 |  | 0 |  |  |  |  | 0
[7 empty] | 0 |  | 0 |  |  |  |  | 0
[7 empty] | 0 |  | 0 |  |  |  |  | 0
[7 empty] | 0 |  | 0 |  |  |  |  | 0
[7 empty] | 0 |  | 0 |  |  |  |  | 0
[7 empty] | 0 |  | 0 |  |  |  |  | 0
[7 empty] | 0 |  | 0 |  |  |  |  | 0
[7 empty] | 0 |  | 0 |  |  |  |  | 0
[7 empty] | 0 |  | 0 |  |  |  |  | 0
[7 empty] | 0 |  | 0 |  |  |  |  | 0
[7 empty] | 0 |  | 0 |  |  |  |  | 0
[7 empty] | 0 |  | 0 |  |  |  |  | 0
[7 empty] | 0 |  | 0 |  |  |  |  | 0
[7 empty] | 0 |  | 0 |  |  |  |  | 0
[7 empty] | 0 |  | 0 |  |  |  |  | 0
[7 empty] | 0 |  | 0 |  |  |  |  | 0
[7 empty] | 0 |  | 0 |  |  |  |  | 0
[7 empty] | 0 |  | 0 |  |  |  |  | 0
[7 empty] | 0 |  | 0 |  |  |  |  | 0
[7 empty] | 0 |  | 0 |  |  |  |  | 0
[7 empty] | 0 |  | 0 |  |  |  |  | 0
[7 empty] | 0 |  | 0 |  |  |  |  | 0
[7 empty] | 0 |  | 0 |  |  |  |  | 0
[7 empty] | 0 |  | 0 |  |  |  |  | 0
[7 empty] | 0 |  | 0 |  |  |  |  | 0
[7 empty] | 0 |  | 0 |  |  |  |  | 0
[7 empty] | 0 |  | 0 |  |  |  |  | 0
[7 empty] | 0 |  | 0 |  |  |  |  | 0
[7 empty] | 0 |  | 0 |  |  |  |  | 0
[7 empty] | 0 |  | 0 |  |  |  |  | 0
[7 empty] | 0 |  | 0 |  |  |  |  | 0
[7 empty] | 0 |  | 0 |  |  |  |  | 0
[7 empty] | 0 |  | 0 |  |  |  |  | 0
[7 empty] | 0 |  | 0 |  |  |  |  | 0
[7 empty] | 0 |  | 0 |  |  |  |  | 0
[7 empty] | 0 |  | 0 |  |  |  |  | 0
[7 empty] | 0 |  | 0 |  |  |  |  | 0
[7 empty] | 0 |  | 0 |  |  |  |  | 0
[7 empty] | 0 |  | 0 |  |  |  |  | 0
[7 empty] | 0 |  | 0 |  |  |  |  | 0
[7 empty] | 0 |  | 0 |  |  |  |  | 0
[7 empty] | 0 |  | 0 |  |  |  |  | 0
[7 empty] | 0 |  | 0 |  |  |  |  | 0
[7 empty] | 0 |  | 0 |  |  |  |  | 0
[7 empty] | 0 |  | 0 |  |  |  |  | 0
[7 empty] | 0 |  | 0 |  |  |  |  | 0
[7 empty] | 0 |  | 0 |  |  |  |  | 0
[7 empty] | 0 |  | 0 |  |  |  |  | 0
[7 empty] | 0 |  | 0 |  |  |  |  | 0
[7 empty] | 0 |  | 0 |  |  |  |  | 0
[7 empty] | 0 |  | 0 |  |  |  |  | 0
[7 empty] | 0 |  | 0 |  |  |  |  | 0
[7 empty] | 0 |  | 0 |  |  |  |  | 0
[7 empty] | 0 |  | 0 |  |  |  |  | 0
[7 empty] | 0 |  | 0 |  |  |  |  | 0
[7 empty] | 0 |  | 0 |  |  |  |  | 0
[7 empty] | 0 |  | 0 |  |  |  |  | 0
[7 empty] | 0 |  | 0 |  |  |  |  | 0
[7 empty] | 0 |  | 0 |  |  |  |  | 0
[7 empty] | 0 |  | 0 |  |  |  |  | 0
[7 empty] | 0 |  | 0 |  |  |  |  | 0
[7 empty] | 0 |  | 0 |  |  |  |  | 0
[7 empty] | 0 |  | 0 |  |  |  |  | 0
[7 empty] | 0 |  | 0 |  |  |  |  | 0
[7 empty] | 0 |  | 0 |  |  |  |  | 0
[7 empty] | 0 |  | 0 |  |  |  |  | 0
[7 empty] | 0 |  | 0 |  |  |  |  | 0
[7 empty] | 0 |  | 0 |  |  |  |  | 0
[7 empty] | 0 |  | 0 |  |  |  |  | 0
[7 empty] | 0 |  | 0 |  |  |  |  | 0
[7 empty] | 0 |  | 0 |  |  |  |  | 0
[7 empty] | 0 |  | 0 |  |  |  |  | 0
[7 empty] | 0 |  | 0 |  |  |  |  | 0
[7 empty] | 0 |  | 0 |  |  |  |  | 0
[7 empty] | 0 |  | 0 |  |  |  |  | 0
[7 empty] | 0 |  | 0 |  |  |  |  | 0
[7 empty] | 0 |  | 0 |  |  |  |  | 0
[7 empty] | 0 |  | 0 |  |  |  |  | 0
[7 empty] | 0 |  | 0 |  |  |  |  | 0
[7 empty] | 0 |  | 0 |  |  |  |  | 0
[7 empty] | 0 |  | 0 |  |  |  |  | 0
[7 empty] | 0 |  | 0 |  |  |  |  | 0
[7 empty] | 0 |  | 0 |  |  |  |  | 0
[7 empty] | 0 |  | 0 |  |  |  |  | 0
[7 empty] | 0 |  | 0 |  |  |  |  | 0
[7 empty] | 0 |  | 0 |  |  |  |  | 0
[7 empty] | 0 |  | 0 |  |  |  |  | 0
[7 empty] | 0 |  | 0 |  |  |  |  | 0
[7 empty] | 0 |  | 0 |  |  |  |  | 0
[7 empty] | 0 |  | 0 |  |  |  |  | 0
[7 empty] | 0 |  | 0 |  |  |  |  | 0
[7 empty] | 0 |  | 0 |  |  |  |  | 0
[7 empty] | 0 |  | 0 |  |  |  |  | 0
[7 empty] | 0 |  | 0 |  |  |  |  | 0
[7 empty] | 0 |  | 0 |  |  |  |  | 0
[7 empty] | 0 |  | 0 |  |  |  |  | 0
[7 empty] | 0 |  | 0 |  |  |  |  | 0
[7 empty] | 0 |  | 0 |  |  |  |  | 0
[7 empty] | 0 |  | 0 |  |  |  |  | 0
[7 empty] | 0 |  | 0 |  |  |  |  | 0
[7 empty] | 0 |  | 0 |  |  |  |  | 0
[7 empty] | 0 |  | 0 |  |  |  |  | 0
[7 empty] | 0 |  | 0 |  |  |  |  | 0
[7 empty] | 0 |  | 0 |  |  |  |  | 0
[7 empty] | 0 |  | 0 |  |  |  |  | 0
[7 empty] | 0 |  | 0 |  |  |  |  | 0
[7 empty] | 0 |  | 0 |  |  |  |  | 0
[7 empty] | 0 |  | 0 |  |  |  |  | 0
[7 empty] | 0 |  | 0 |  |  |  |  | 0
[7 empty] | 0 |  | 0 |  |  |  |  | 0
[7 empty] | 0 |  | 0 |  |  |  |  | 0
[7 empty] | 0 |  | 0 |  |  |  |  | 0
[7 empty] | 0 |  | 0 |  |  |  |  | 0
[7 empty] | 0 |  | 0 |  |  |  |  | 0
[7 empty] | 0 |  | 0 |  |  |  |  | 0
[7 empty] | 0 |  | 0 |  |  |  |  | 0
[7 empty] | 0 |  | 0 |  |  |  |  | 0
[7 empty] | 0 |  | 0 |  |  |  |  | 0
[7 empty] | 0 |  | 0 |  |  |  |  | 0
[7 empty] | 0 |  | 0 |  |  |  |  | 0
[7 empty] | 0 |  | 0 |  |  |  |  | 0
[7 empty] | 0 |  | 0 |  |  |  |  | 0
[7 empty] | 0 |  | 0 |  |  |  |  | 0
[7 empty] | 0 |  | 0 |  |  |  |  | 0
[7 empty] | 0 |  | 0 |  |  |  |  | 0
[7 empty] | 0 |  | 0 |  |  |  |  | 0
[7 empty] | 0 |  | 0 |  |  |  |  | 0
[7 empty] | 0 |  | 0 |  |  |  |  | 0
[7 empty] | 0 |  | 0 |  |  |  |  | 0
[7 empty] | 0 |  | 0 |  |  |  |  | 0
[7 empty] | 0 |  | 0 |  |  |  |  | 0
[7 empty] | 0 |  | 0 |  |  |  |  | 0
[7 empty] | 0 |  | 0 |  |  |  |  | 0
[7 empty] | 0 |  | 0 |  |  |  |  | 0
[7 empty] | 0 |  | 0 |  |  |  |  | 0
[7 empty] | 0 |  | 0 |  |  |  |  | 0
[7 empty] | 0 |  | 0 |  |  |  |  | 0
[7 empty] | 0 |  | 0 |  |  |  |  | 0
[7 empty] | 0 |  | 0 |  |  |  |  | 0
[7 empty] | 0 |  | 0 |  |  |  |  | 0
[7 empty] | 0 |  | 0 |  |  |  |  | 0
[7 empty] | 0 |  | 0 |  |  |  |  | 0
[7 empty] | 0 |  | 0 |  |  |  |  | 0
[7 empty] | 0 |  | 0 |  |  |  |  | 0
[7 empty] | 0 |  | 0 |  |  |  |  | 0
[7 empty] | 0 |  | 0 |  |  |  |  | 0
[7 empty] | 0 |  | 0 |  |  |  |  | 0
[7 empty] | 0 |  | 0 |  |  |  |  | 0
[7 empty] | 0 |  | 0 |  |  |  |  | 0
[7 empty] | 0 |  | 0 |  |  |  |  | 0
[7 empty] | 0 |  | 0 |  |  |  |  | 0
[7 empty] | 0 |  | 0 |  |  |  |  | 0
[7 empty] | 0 |  | 0 |  |  |  |  | 0
[7 empty] | 0 |  | 0 |  |  |  |  | 0
[7 empty] | 0 |  | 0 |  |  |  |  | 0
[7 empty] | 0 |  | 0 |  |  |  |  | 0
[7 empty] | 0 |  | 0 |  |  |  |  | 0
[7 empty] | 0 |  | 0 |  |  |  |  | 0
[7 empty] | 0 |  | 0 |  |  |  |  | 0
[7 empty] | 0 |  | 0 |  |  |  |  | 0
[7 empty] | 0 |  | 0 |  |  |  |  | 0
[7 empty] | 0 |  | 0 |  |  |  |  | 0
[7 empty] | 0 |  | 0 |  |  |  |  | 0
[7 empty] | 0 |  | 0 |  |  |  |  | 0
[7 empty] | 0 |  | 0 |  |  |  |  | 0
[7 empty] | 0 |  | 0 |  |  |  |  | 0
[7 empty] | 0 |  | 0 |  |  |  |  | 0
[7 empty] | 0 |  | 0 |  |  |  |  | 0
[7 empty] | 0 |  | 0 |  |  |  |  | 0
[7 empty] | 0 |  | 0 |  |  |  |  | 0
[7 empty] | 0 |  | 0 |  |  |  |  | 0
[7 empty] | 0 |  | 0 |  |  |  |  | 0
[7 empty] | 0 |  | 0 |  |  |  |  | 0
[7 empty] | 0 |  | 0 |  |  |  |  | 0
[7 empty] | 0 |  | 0 |  |  |  |  | 0
[7 empty] | 0 |  | 0 |  |  |  |  | 0
[7 empty] | 0 |  | 0 |  |  |  |  | 0
[7 empty] | 0 |  | 0 |  |  |  |  | 0
[7 empty] | 0 |  | 0 |  |  |  |  | 0
[7 empty] | 0 |  | 0 |  |  |  |  | 0
[7 empty] | 0 |  | 0 |  |  |  |  | 0
[7 empty] | 0 |  | 0 |  |  |  |  | 0
[7 empty] | 0 |  | 0 |  |  |  |  | 0
[7 empty] | 0 |  | 0 |  |  |  |  | 0
[7 empty] | 0 |  | 0 |  |  |  |  | 0
[7 empty] | 0 |  | 0 |  |  |  |  | 0
[7 empty] | 0 |  | 0 |  |  |  |  | 0
[7 empty] | 0 |  | 0 |  |  |  |  | 0
[7 empty] | 0 |  | 0 |  |  |  |  | 0
[7 empty] | 0 |  | 0 |  |  |  |  | 0
[7 empty] | 0 |  | 0 |  |  |  |  | 0
[7 empty] | 0 |  | 0 |  |  |  |  | 0
[7 empty] | 0 |  | 0 |  |  |  |  | 0
[7 empty] | 0 |  | 0 |  |  |  |  | 0
[7 empty] | 0 |  | 0 |  |  |  |  | 0
[7 empty] | 0 |  | 0 |  |  |  |  | 0
[7 empty] | 0 |  | 0 |  |  |  |  | 0
[7 empty] | 0 |  | 0 |  |  |  |  | 0
[7 empty] | 0 |  | 0 |  |  |  |  | 0
[7 empty] | 0 |  | 0 |  |  |  |  | 0
[7 empty] | 0 |  | 0 |  |  |  |  | 0
[7 empty] | 0 |  | 0 |  |  |  |  | 0
[7 empty] | 0 |  | 0 |  |  |  |  | 0
[7 empty] | 0 |  | 0 |  |  |  |  | 0
[7 empty] | 0 |  | 0 |  |  |  |  | 0
[7 empty] | 0 |  | 0 |  |  |  |  | 0
[7 empty] | 0 |  | 0 |  |  |  |  | 0
[7 empty] | 0 |  | 0 |  |  |  |  | 0
[7 empty] | 0 |  | 0 |  |  |  |  | 0
[7 empty] | 0 |  | 0 |  |  |  |  | 0
[7 empty] | 0 |  | 0 |  |  |  |  | 0
[7 empty] | 0 |  | 0 |  |  |  |  | 0
[7 empty] | 0 |  | 0 |  |  |  |  | 0
[7 empty] | 0 |  | 0 |  |  |  |  | 0
[7 empty] | 0 |  | 0 |  |  |  |  | 0
[7 empty] | 0 |  | 0 |  |  |  |  | 0
[7 empty] | 0 |  | 0 |  |  |  |  | 0
[7 empty] | 0 |  | 0 |  |  |  |  | 0
[7 empty] | 0 |  | 0 |  |  |  |  | 0
[7 empty] | 0 |  | 0 |  |  |  |  | 0
[7 empty] | 0 |  | 0 |  |  |  |  | 0
[7 empty] | 0 |  | 0 |  |  |  |  | 0
[7 empty] | 0 |  | 0 |  |  |  |  | 0
[7 empty] | 0 |  | 0 |  |  |  |  | 0
[7 empty] | 0 |  | 0 |  |  |  |  | 0
[7 empty] | 0 |  | 0 |  |  |  |  | 0
[7 empty] | 0 |  | 0 |  |  |  |  | 0
[7 empty] | 0 |  | 0 |  |  |  |  | 0
[7 empty] | 0 |  | 0 |  |  |  |  | 0
[7 empty] | 0 |  | 0 |  |  |  |  | 0
[7 empty] | 0 |  | 0 |  |  |  |  | 0
[7 empty] | 0 |  | 0 |  |  |  |  | 0
[7 empty] | 0 |  | 0 |  |  |  |  | 0
[7 empty] | 0 |  | 0 |  |  |  |  | 0
[7 empty] | 0 |  | 0 |  |  |  |  | 0
[7 empty] | 0 |  | 0 |  |  |  |  | 0
[7 empty] | 0 |  | 0 |  |  |  |  | 0
[7 empty] | 0 |  | 0 |  |  |  |  | 0
[7 empty] | 0 |  | 0 |  |  |  |  | 0
[7 empty] | 0 |  | 0 |  |  |  |  | 0
[7 empty] | 0 |  | 0 |  |  |  |  | 0
[7 empty] | 0 |  | 0 |  |  |  |  | 0
[7 empty] | 0 |  | 0 |  |  |  |  | 0
[7 empty] | 0 |  | 0 |  |  |  |  | 0
[7 empty] | 0 |  | 0 |  |  |  |  | 0
[7 empty] | 0 |  | 0 |  |  |  |  | 0
[7 empty] | 0 |  | 0 |  |  |  |  | 0
[7 empty] | 0 |  | 0 |  |  |  |  | 0
[7 empty] | 0 |  | 0 |  |  |  |  | 0
[7 empty] | 0 |  | 0 |  |  |  |  | 0
[7 empty] | 0 |  | 0 |  |  |  |  | 0
[7 empty] | 0 |  | 0 |  |  |  |  | 0
[7 empty] | 0 |  | 0 |  |  |  |  | 0
[7 empty] | 0 |  | 0 |  |  |  |  | 0
[7 empty] | 0 |  | 0 |  |  |  |  | 0
[7 empty] | 0 |  | 0 |  |  |  |  | 0
[7 empty] | 0 |  | 0 |  |  |  |  | 0
[7 empty] | 0 |  | 0 |  |  |  |  | 0
[7 empty] | 0 |  | 0 |  |  |  |  | 0
[7 empty] | 0 |  | 0 |  |  |  |  | 0
[7 empty] | 0 |  | 0 |  |  |  |  | 0
[7 empty] | 0 |  | 0 |  |  |  |  | 0
[7 empty] | 0 |  | 0 |  |  |  |  | 0
[7 empty] | 0 |  | 0 |  |  |  |  | 0
[7 empty] | 0 |  | 0 |  |  |  |  | 0
[7 empty] | 0 |  | 0 |  |  |  |  | 0
[7 empty] | 0 |  | 0 |  |  |  |  | 0
[7 empty] | 0 |  | 0 |  |  |  |  | 0
[7 empty] | 0 |  | 0 |  |  |  |  | 0
[7 empty] | 0 |  | 0 |  |  |  |  | 0
[7 empty] | 0 |  | 0 |  |  |  |  | 0
[7 empty] | 0 |  | 0 |  |  |  |  | 0
[7 empty] | 0 |  | 0 |  |  |  |  | 0
[7 empty] | 0 |  | 0 |  |  |  |  | 0
[7 empty] | 0 |  | 0 |  |  |  |  | 0
[7 empty] | 0 |  | 0 |  |  |  |  | 0
[7 empty] | 0 |  | 0 |  |  |  |  | 0
[7 empty] | 0 |  | 0 |  |  |  |  | 0
[7 empty] | 0 |  | 0 |  |  |  |  | 0
[7 empty] | 0 |  | 0 |  |  |  |  | 0
[7 empty] | 0 |  | 0 |  |  |  |  | 0
[7 empty] | 0 |  | 0 |  |  |  |  | 0
[7 empty] | 0 |  | 0 |  |  |  |  | 0
[7 empty] | 0 |  | 0 |  |  |  |  | 0
[7 empty] | 0 |  | 0 |  |  |  |  | 0
[7 empty] | 0 |  | 0 |  |  |  |  | 0
[7 empty] | 0 |  | 0 |  |  |  |  | 0
[7 empty] | 0 |  | 0 |  |  |  |  | 0
[7 empty] | 0 |  | 0 |  |  |  |  | 0
[7 empty] | 0 |  | 0 |  |  |  |  | 0
[7 empty] | 0 |  | 0 |  |  |  |  | 0
[7 empty] | 0 |  | 0 |  |  |  |  | 0
[7 empty] | 0 |  | 0 |  |  |  |  | 0
[7 empty] | 0 |  | 0 |  |  |  |  | 0
[7 empty] | 0 |  | 0 |  |  |  |  | 0
[7 empty] | 0 |  | 0 |  |  |  |  | 0
[7 empty] | 0 |  | 0 |  |  |  |  | 0
[7 empty] | 0 |  | 0 |  |  |  |  | 0
[7 empty] | 0 |  | 0 |  |  |  |  | 0
[7 empty] | 0 |  | 0 |  |  |  |  | 0
[7 empty] | 0 |  | 0 |  |  |  |  | 0
[7 empty] | 0 |  | 0 |  |  |  |  | 0
[7 empty] | 0 |  | 0 |  |  |  |  | 0
[7 empty] | 0 |  | 0 |  |  |  |  | 0
[7 empty] | 0 |  | 0 |  |  |  |  | 0
[7 empty] | 0 |  | 0 |  |  |  |  | 0
[7 empty] | 0 |  | 0 |  |  |  |  | 0
[7 empty] | 0 |  | 0 |  |  |  |  | 0
[7 empty] | 0 |  | 0 |  |  |  |  | 0
[7 empty] | 0 |  | 0 |  |  |  |  | 0
[7 empty] | 0 |  | 0 |  |  |  |  | 0
[7 empty] | 0 |  | 0 |  |  |  |  | 0
[7 empty] | 0 |  | 0 |  |  |  |  | 0
[7 empty] | 0 |  | 0 |  |  |  |  | 0
[7 empty] | 0 |  | 0 |  |  |  |  | 0
[7 empty] | 0 |  | 0 |  |  |  |  | 0
[7 empty] | 0 |  | 0 |  |  |  |  | 0
.
.
|  |  | 합계 |  | . | 단가합계 | 1026731.58 | 노무비합계 | 3010232.8 | 기계경비합계 | 0 |  |  | 4036964.38
[5 empty] | . | [5 empty] | 갑지합계 |  |  | 4732000
Note on C4: DB 코드 기준 품목/규격 입력

## 주요물량산출서 (hidden)
주요 물량 산출서
공사명: | 2동 1.2라인 차단기교체
품명 | 규격 | 단위 | 수량 | 산출근거 | 내역도면번호 | 비고
F-CV케이블 | 0.6/1KV 3C 4㎟ | M | 40 | 높이5+길이30+높이5=40

## 공사수립계획서.
공사수립계획서
업 체 명 | 대양이엔씨 | 일 시 | 2025년 08월 일
공 사 명 | 2동 1.2라인 차단기교체
공사 업체 | ■ 공사기간 : 입찰시스템 계약기간에 준함
■ 인원투입계획 : 총 3명(주말 : 명)
■ 시공방법
차단기 교체
케이블 교체
■ 위험작업 유무 : 고소작업.전기작업
■ 안전확보 방안 :
-. 고소작업시 2인1조 작업
-. 천정작업시 안전로프 설치
-. 분전반 결선시 위험표지판 설치 및 차단기 락 설치
■ 주요 사용물질 :
대양이엔씨 | 성명 : 홍정운 | (인감/서명)
㈜ S&I Corp. | 성명 : 김형래 | 서명

## 할증기준
■ atG 할증기준

## 작성 Guide
※ 견적작성 Guide
① 표준단가 코드(D Code), 품셈(E Code), 물정(M Code), 노임단가(L Code)입력기준 품명/규격/단가 입력(1열 입력)
② 내역 기준 표준단가 낙찰율/ 할증기준 반영
③ 시중가는 999999로 입력(업로드 파일 제외됨)
④ 업로드 파일 검토(오류시 Upload검토 순번 재정렬)☞ 숨기기 되어 있음
④ 담당자 제출 후 시중가/할증 별도 입력 요청

## 내역서업로드
[6 empty] | ▼낙찰율 |  | ▼낙찰율 |  | ▼낙찰율 |  | ▼낙찰율
| 공사명 : 2동 1.2라인 차단기교체 |  |  |  |  | % |  | % |  | 86% |  | 80%
표준 Code | 주요내역 |  | 단위 | 수량 | 재료비 |  | 노무비 |  | 기계경비 |  | 기타경비(부자재비) |  | 합계 | 비고
| 품목 | 규격 |  |  | 단가 | 금액 | 단가 | 금액 | 단가 | 금액 | 단가 | 금액 |  | 할증율(%) | 기준
197736
M045041310290101 | FW-CV케이블 | 0.6/1KV 1C 6㎟ 세대1라인11.5M 세대2라인11.5M | m | 26 |  |  |  |  | 295464.15
E00000807041230103 | 제어용 케이블 설치 | 1C 6.0㎟ | (m 당) | 26 |  |  |  |  | 131653
M045041310330101 | FW-CV케이블 | 0.6/1KV 1C 35㎟ 세대1라인2M 세대2라인2M | m | 4 |  |  |  |  | 1909218
E00000807041210103 | 전력케이블 구내설치 (PVC 및 고무절연외장 케이블) | 600V 38㎟이하×1C | (m 당) | 4 |  |  |  |  | -1044.4
E00000808475170103 | 전력케이블 단말처리 (3) | 600V, 35㎟이하 1C 전기계량기함 메인차단기 압착처리 | (개소당) | 8 |  |  |  |  | -178344
E00000807021220301 | 단자처리 | 1층 전기계량기함 압착처리 | (개소당) | 32 |  |  |  |  | 276580
M045330711190101 | 분전반용누전차단기 | EBS53Fb, 극수:2P3E 정격전류:,40차단전류(220V) 세대1라인 메인차단기4개 세대2라인 메인차단기4개 | 대 | 8
E00000807041290102 | 배선용차단기 | 50AF 이하 | (개당) | 8 |  |  |  |  | 2631262.75
M045330710020101 | 분전반용누전차단기 | 32GRc, 극수:2P2E 정격전류:20차단전류(220V) 세대당6개 1.2라인총 8세대 | 대 | 48 |  |  |  |  | 2917000
E00000807041290101 | 배선용차단기 | 30AF 이하 | (개당) | 48 |  |  |  |  | 20750
175081
153960
142201
285813
218105
[6 empty] | 0 |  | 0 |  | 0 |  | 0
Note on B4: DB 코드 기준 품목/규격 입력

## Upload(참조) (2) (hidden)
구분 | 표준단가 | 표준품셈 | 물가정보 | 노임단가 | 수량 |  |  | 예가내역서 코드 | 코드구분 | 표준단가 | 표준품셈 | 물가정보 | 노임단가 | 최종구분 | 표준단가 | 표준품셈 | 물가정보 | 노임단가 | 수량 | 표준단가 | 표준품셈 | *(공란) | ><(텍스트) | <>(수식모두)
[5 empty] | 2 | 표준단가 품목 | 노무비 | [11 empty] | 0 | 0 | 0 | 4 | 0 | 4
[5 empty] | 3 | 표준품셈+물가정보 품목 | 자재비 | [11 empty] | 0 | 0 | 0 | 4 | 0 | 4
[5 empty] | 4 | 표준품셈만 있을떄 | 표준단가 | M045041310290101 | M |  |  | M045041310290101 |  | M045041310290101 |  |  | M045041310290101 |  | 26 | 0 | 0 | 4 | 1 | 4
[5 empty] | 5 | 물가정보만 있을때 | 표준품셈 | E00000807041230103 | E |  | E00000807041230103 |  |  | E00000807041230103 |  | E00000807041230103 |  |  | 26 | 0 | 1 | 4 | 1 | 4
[5 empty] | 6 | 노임단가만 있을떄 |  | M045041310330101 | M |  |  | M045041310330101 |  | M045041310330101 |  |  | M045041310330101 |  | 4 | 0 | 0 | 4 | 1 | 4
[8 empty] | E00000807041210103 | E |  | E00000807041210103 |  |  | E00000807041210103 |  | E00000807041210103 |  |  | 4 | 0 | 1 | 4 | 1 | 4
[6 empty] | 표준단가 D |  | E00000808475170103 | E |  | E00000808475170103 |  |  | E00000808475170103 |  | E00000808475170103 |  |  | 8 | 0 | 1 | 4 | 1 | 4
[8 empty] | E00000807021220301 | E |  | E00000807021220301 |  |  | E00000807021220301 |  | E00000807021220301 |  |  | 32 | 0 | 1 | 4 | 1 | 4
[8 empty] | M045330711190101 | M |  |  | M045330711190101 |  | M045330711190101 |  |  | M045330711190101 |  | 8 | 0 | 0 | 4 | 1 | 4
[8 empty] | E00000807041290102 | E |  | E00000807041290102 |  |  | E00000807041290102 |  | E00000807041290102 |  |  | 8 | 0 | 1 | 4 | 1 | 4
[8 empty] | M045330710020101 | M |  |  | M045330710020101 |  | M045330710020101 |  |  | M045330710020101 |  | 48 | 0 | 0 | 4 | 1 | 4
[8 empty] | E00000807041290101 | E |  | E00000807041290101 |  |  | E00000807041290101 |  | E00000807041290101 |  |  | 48 | 0 | 1 | 4 | 1 | 4
[19 empty] | 0 | 0 | 0 | 4 | 0 | 4
[19 empty] | 0 | 0 | 0 | 4 | 0 | 4
[19 empty] | 0 | 0 | 0 | 4 | 0 | 4
[19 empty] | 0 | 0 | 0 | 4 | 0 | 4
[19 empty] | 0 | 0 | 0 | 4 | 0 | 4
[19 empty] | 0 | 0 | 0 | 4 | 0 | 4
[19 empty] | 0 | 0 | 0 | 4 | 0 | 4
[19 empty] | 0 | 0 | 0 | 4 | 0 | 4
[19 empty] | 0 | 0 | 0 | 4 | 0 | 4
[19 empty] | 0 | 0 | 0 | 4 | 0 | 4
[19 empty] | 0 | 0 | 0 | 4 | 0 | 4
[19 empty] | 0 | 0 | 0 | 4 | 0 | 4
[19 empty] | 0 | 0 | 0 | 4 | 0 | 4
[19 empty] | 0 | 0 | 0 | 4 | 0 | 4
[19 empty] | 0 | 0 | 0 | 4 | 0 | 4
[19 empty] | 0 | 0 | 0 | 4 | 0 | 4
[19 empty] | 0 | 0 | 0 | 4 | 0 | 4
[19 empty] | 0 | 0 | 0 | 4 | 0 | 4
[19 empty] | 0 | 0 | 0 | 4 | 0 | 4
[19 empty] | 0 | 0 | 0 | 4 | 0 | 4
[19 empty] | 0 | 0 | 0 | 4 | 0 | 4
[19 empty] | 0 | 0 | 0 | 4 | 0 | 4
[19 empty] | 0 | 0 | 0 | 4 | 0 | 4
[19 empty] | 0 | 0 | 0 | 4 | 0 | 4
[19 empty] | 0 | 0 | 0 | 4 | 0 | 4
[19 empty] | 0 | 0 | 0 | 4 | 0 | 4
[19 empty] | 0 | 0 | 0 | 4 | 0 | 4
[19 empty] | 0 | 0 | 0 | 4 | 0 | 4
[19 empty] | 0 | 0 | 0 | 4 | 0 | 4
[19 empty] | 0 | 0 | 0 | 4 | 0 | 4
[19 empty] | 0 | 0 | 0 | 4 | 0 | 4
[19 empty] | 0 | 0 | 0 | 4 | 0 | 4
[19 empty] | 0 | 0 | 0 | 4 | 0 | 4
[19 empty] | 0 | 0 | 0 | 4 | 0 | 4
[19 empty] | 0 | 0 | 0 | 4 | 0 | 4
[19 empty] | 0 | 0 | 0 | 4 | 0 | 4
[19 empty] | 0 | 0 | 0 | 4 | 0 | 4
[19 empty] | 0 | 0 | 0 | 4 | 0 | 4
[19 empty] | 0 | 0 | 0 | 4 | 0 | 4
[19 empty] | 0 | 0 | 0 | 4 | 0 | 4
[19 empty] | 0 | 0 | 0 | 4 | 0 | 4
[19 empty] | 0 | 0 | 0 | 4 | 0 | 4
[19 empty] | 0 | 0 | 0 | 4 | 0 | 4
[19 empty] | 0 | 0 | 0 | 4 | 0 | 4
[19 empty] | 0 | 0 | 0 | 4 | 0 | 4
[19 empty] | 0 | 0 | 0 | 4 | 0 | 4
[19 empty] | 0 | 0 | 0 | 4 | 0 | 4
[19 empty] | 0 | 0 | 0 | 4 | 0 | 4
[19 empty] | 0 | 0 | 0 | 4 | 0 | 4
[19 empty] | 0 | 0 | 0 | 4 | 0 | 4
[19 empty] | 0 | 0 | 0 | 4 | 0 | 4
[19 empty] | 0 | 0 | 0 | 4 | 0 | 4
[19 empty] | 0 | 0 | 0 | 4 | 0 | 4
[19 empty] | 0 | 0 | 0 | 4 | 0 | 4
[19 empty] | 0 | 0 | 0 | 4 | 0 | 4
[19 empty] | 0 | 0 | 0 | 4 | 0 | 4
[19 empty] | 0 | 0 | 0 | 4 | 0 | 4
[19 empty] | 0 | 0 | 0 | 4 | 0 | 4
[19 empty] | 0 | 0 | 0 | 4 | 0 | 4
[19 empty] | 0 | 0 | 0 | 4 | 0 | 4
[19 empty] | 0 | 0 | 0 | 4 | 0 | 4
[19 empty] | 0 | 0 | 0 | 4 | 0 | 4
[19 empty] | 0 | 0 | 0 | 4 | 0 | 4
[19 empty] | 0 | 0 | 0 | 4 | 0 | 4
[19 empty] | 0 | 0 | 0 | 4 | 0 | 4
[19 empty] | 0 | 0 | 0 | 4 | 0 | 4
[19 empty] | 0 | 0 | 0 | 4 | 0 | 4
[19 empty] | 0 | 0 | 0 | 4 | 0 | 4
[19 empty] | 0 | 0 | 0 | 4 | 0 | 4
[19 empty] | 0 | 0 | 0 | 4 | 0 | 4
[19 empty] | 0 | 0 | 0 | 4 | 0 | 4
[19 empty] | 0 | 0 | 0 | 4 | 0 | 4
[19 empty] | 0 | 0 | 0 | 4 | 0 | 4
[19 empty] | 0 | 0 | 0 | 4 | 0 | 4
[19 empty] | 0 | 0 | 0 | 4 | 0 | 4
[19 empty] | 0 | 0 | 0 | 4 | 0 | 4
[19 empty] | 0 | 0 | 0 | 4 | 0 | 4
[19 empty] | 0 | 0 | 0 | 4 | 0 | 4
[19 empty] | 0 | 0 | 0 | 4 | 0 | 4
[19 empty] | 0 | 0 | 0 | 4 | 0 | 4
[19 empty] | 0 | 0 | 0 | 4 | 0 | 4
[19 empty] | 0 | 0 | 0 | 4 | 0 | 4
[19 empty] | 0 | 0 | 0 | 4 | 0 | 4
[19 empty] | 0 | 0 | 0 | 4 | 0 | 4
[19 empty] | 0 | 0 | 0 | 4 | 0 | 4
[19 empty] | 0 | 0 | 0 | 4 | 0 | 4
[19 empty] | 0 | 0 | 0 | 4 | 0 | 4
[19 empty] | 0 | 0 | 0 | 4 | 0 | 4
[19 empty] | 0 | 0 | 0 | 4 | 0 | 4
[19 empty] | 0 | 0 | 0 | 4 | 0 | 4
[19 empty] | 0 | 0 | 0 | 4 | 0 | 4
[19 empty] | 0 | 0 | 0 | 4 | 0 | 4
[19 empty] | 0 | 0 | 0 | 4 | 0 | 4
[19 empty] | 0 | 0 | 0 | 4 | 0 | 4
[19 empty] | 0 | 0 | 0 | 4 | 0 | 4
[19 empty] | 0 | 0 | 0 | 4 | 0 | 4
[19 empty] | 0 | 0 | 0 | 4 | 0 | 4
[19 empty] | 0 | 0 | 0 | 4 | 0 | 4
[19 empty] | 0 | 0 | 0 | 4 | 0 | 4
[19 empty] | 0 | 0 | 0 | 4 | 0 | 4
[19 empty] | 0 | 0 | 0 | 4 | 0 | 4
[19 empty] | 0 | 0 | 0 | 4 | 0 | 4
[19 empty] | 0 | 0 | 0 | 4 | 0 | 4
Note on I1: ★ 수식 오류시 드레그 후 순번 재정렬

## Upload(참조) (hidden)
구분 | 표준단가 | 표준품셈 | 물가정보 | 노임단가 | 수량 |  |  | 예가내역서 코드 | 코드구분 | 표준단가 | 표준품셈 | 물가정보 | 노임단가 | 최종구분 | 표준단가 | 표준품셈 | 물가정보 | 노임단가 | 수량 | 표준단가 | 표준품셈 | *(공란) | ><(텍스트) | <>(수식모두)
[5 empty] | 2 | 표준단가 품목 | 노무비 | #REF! | #REF! | #REF! | #REF! | #REF! | #REF! |  | #REF! | #REF! | #REF! | #REF! | #REF! | 0 | 0 | 0 | 0 | 4
[5 empty] | 3 | 표준품셈+물가정보 품목 | 자재비 | #REF! | #REF! | #REF! | #REF! | #REF! | #REF! |  | #REF! | #REF! | #REF! | #REF! | #REF! | 0 | 0 | 0 | 0 | 4
[5 empty] | 4 | 표준품셈만 있을떄 | 표준단가 | #REF! | #REF! | #REF! | #REF! | #REF! | #REF! |  | #REF! | #REF! | #REF! | #REF! | #REF! | 0 | 0 | 0 | 0 | 4
[5 empty] | 5 | 물가정보만 있을때 | 표준품셈 | #REF! | #REF! | #REF! | #REF! | #REF! | #REF! |  | #REF! | #REF! | #REF! | #REF! | #REF! | 0 | 0 | 0 | 0 | 4
[5 empty] | 6 | 노임단가만 있을떄 |  | #REF! | #REF! | #REF! | #REF! | #REF! | #REF! |  | #REF! | #REF! | #REF! | #REF! | #REF! | 0 | 0 | 0 | 0 | 4
[8 empty] | #REF! | #REF! | #REF! | #REF! | #REF! | #REF! |  | #REF! | #REF! | #REF! | #REF! | #REF! | 0 | 0 | 0 | 0 | 4
[6 empty] | 표준단가 D |  | #REF! | #REF! | #REF! | #REF! | #REF! | #REF! |  | #REF! | #REF! | #REF! | #REF! | #REF! | 0 | 0 | 0 | 0 | 4
[8 empty] | #REF! | #REF! | #REF! | #REF! | #REF! | #REF! |  | #REF! | #REF! | #REF! | #REF! | #REF! | 0 | 0 | 0 | 0 | 4
[8 empty] | #REF! | #REF! | #REF! | #REF! | #REF! | #REF! |  | #REF! | #REF! | #REF! | #REF! | #REF! | 0 | 0 | 0 | 0 | 4
[8 empty] | #REF! | #REF! | #REF! | #REF! | #REF! | #REF! |  | #REF! | #REF! | #REF! | #REF! | #REF! | 0 | 0 | 0 | 0 | 4
[8 empty] | #REF! | #REF! | #REF! | #REF! | #REF! | #REF! |  | #REF! | #REF! | #REF! | #REF! | #REF! | 0 | 0 | 0 | 0 | 4
[8 empty] | #REF! | #REF! | #REF! | #REF! | #REF! | #REF! |  | #REF! | #REF! | #REF! | #REF! | #REF! | 0 | 0 | 0 | 0 | 4
[8 empty] | #REF! | #REF! | #REF! | #REF! | #REF! | #REF! |  | #REF! | #REF! | #REF! | #REF! | #REF! | 0 | 0 | 0 | 0 | 4
[8 empty] | #REF! | #REF! | #REF! | #REF! | #REF! | #REF! |  | #REF! | #REF! | #REF! | #REF! | #REF! | 0 | 0 | 0 | 0 | 4
[8 empty] | #REF! | #REF! | #REF! | #REF! | #REF! | #REF! |  | #REF! | #REF! | #REF! | #REF! | #REF! | 0 | 0 | 0 | 0 | 4
[8 empty] | #REF! | #REF! | #REF! | #REF! | #REF! | #REF! |  | #REF! | #REF! | #REF! | #REF! | #REF! | 0 | 0 | 0 | 0 | 4
[8 empty] | #REF! | #REF! | #REF! | #REF! | #REF! | #REF! |  | #REF! | #REF! | #REF! | #REF! | #REF! | 0 | 0 | 0 | 0 | 4
[8 empty] | #REF! | #REF! | #REF! | #REF! | #REF! | #REF! |  | #REF! | #REF! | #REF! | #REF! | #REF! | 0 | 0 | 0 | 0 | 4
[8 empty] | #REF! | #REF! | #REF! | #REF! | #REF! | #REF! |  | #REF! | #REF! | #REF! | #REF! | #REF! | 0 | 0 | 0 | 0 | 4
[8 empty] | #REF! | #REF! | #REF! | #REF! | #REF! | #REF! |  | #REF! | #REF! | #REF! | #REF! | #REF! | 0 | 0 | 0 | 0 | 4
[8 empty] | #REF! | #REF! | #REF! | #REF! | #REF! | #REF! |  | #REF! | #REF! | #REF! | #REF! | #REF! | 0 | 0 | 0 | 0 | 4
[8 empty] | #REF! | #REF! | #REF! | #REF! | #REF! | #REF! |  | #REF! | #REF! | #REF! | #REF! | #REF! | 0 | 0 | 0 | 0 | 4
[8 empty] | #REF! | #REF! | #REF! | #REF! | #REF! | #REF! |  | #REF! | #REF! | #REF! | #REF! | #REF! | 0 | 0 | 0 | 0 | 4
[8 empty] | #REF! | #REF! | #REF! | #REF! | #REF! | #REF! |  | #REF! | #REF! | #REF! | #REF! | #REF! | 0 | 0 | 0 | 0 | 4
[8 empty] | #REF! | #REF! | #REF! | #REF! | #REF! | #REF! |  | #REF! | #REF! | #REF! | #REF! | #REF! | 0 | 0 | 0 | 0 | 4
[8 empty] | #REF! | #REF! | #REF! | #REF! | #REF! | #REF! |  | #REF! | #REF! | #REF! | #REF! | #REF! | 0 | 0 | 0 | 0 | 4
[8 empty] | #REF! | #REF! | #REF! | #REF! | #REF! | #REF! |  | #REF! | #REF! | #REF! | #REF! | #REF! | 0 | 0 | 0 | 0 | 4
[8 empty] | #REF! | #REF! | #REF! | #REF! | #REF! | #REF! |  | #REF! | #REF! | #REF! | #REF! | #REF! | 0 | 0 | 0 | 0 | 4
[8 empty] | #REF! | #REF! | #REF! | #REF! | #REF! | #REF! |  | #REF! | #REF! | #REF! | #REF! | #REF! | 0 | 0 | 0 | 0 | 4
[8 empty] | #REF! | #REF! | #REF! | #REF! | #REF! | #REF! |  | #REF! | #REF! | #REF! | #REF! | #REF! | 0 | 0 | 0 | 0 | 4
[8 empty] | #REF! | #REF! | #REF! | #REF! | #REF! | #REF! |  | #REF! | #REF! | #REF! | #REF! | #REF! | 0 | 0 | 0 | 0 | 4
[8 empty] | #REF! | #REF! | #REF! | #REF! | #REF! | #REF! |  | #REF! | #REF! | #REF! | #REF! | #REF! | 0 | 0 | 0 | 0 | 4
[8 empty] | #REF! | #REF! | #REF! | #REF! | #REF! | #REF! |  | #REF! | #REF! | #REF! | #REF! | #REF! | 0 | 0 | 0 | 0 | 4
[8 empty] | #REF! | #REF! | #REF! | #REF! | #REF! | #REF! |  | #REF! | #REF! | #REF! | #REF! | #REF! | 0 | 0 | 0 | 0 | 4
[8 empty] | #REF! | #REF! | #REF! | #REF! | #REF! | #REF! |  | #REF! | #REF! | #REF! | #REF! | #REF! | 0 | 0 | 0 | 0 | 4
[8 empty] | #REF! | #REF! | #REF! | #REF! | #REF! | #REF! |  | #REF! | #REF! | #REF! | #REF! | #REF! | 0 | 0 | 0 | 0 | 4
[8 empty] | #REF! | #REF! | #REF! | #REF! | #REF! | #REF! |  | #REF! | #REF! | #REF! | #REF! | #REF! | 0 | 0 | 0 | 0 | 4
[8 empty] | #REF! | #REF! | #REF! | #REF! | #REF! | #REF! |  | #REF! | #REF! | #REF! | #REF! | #REF! | 0 | 0 | 0 | 0 | 4
[8 empty] | #REF! | #REF! | #REF! | #REF! | #REF! | #REF! |  | #REF! | #REF! | #REF! | #REF! | #REF! | 0 | 0 | 0 | 0 | 4
[8 empty] | #REF! | #REF! | #REF! | #REF! | #REF! | #REF! |  | #REF! | #REF! | #REF! | #REF! | #REF! | 0 | 0 | 0 | 0 | 4
[8 empty] | #REF! | #REF! | #REF! | #REF! | #REF! | #REF! |  | #REF! | #REF! | #REF! | #REF! | #REF! | 0 | 0 | 0 | 0 | 4
[8 empty] | #REF! | #REF! | #REF! | #REF! | #REF! | #REF! |  | #REF! | #REF! | #REF! | #REF! | #REF! | 0 | 0 | 0 | 0 | 4
[8 empty] | #REF! | #REF! | #REF! | #REF! | #REF! | #REF! |  | #REF! | #REF! | #REF! | #REF! | #REF! | 0 | 0 | 0 | 0 | 4
[8 empty] | #REF! | #REF! | #REF! | #REF! | #REF! | #REF! |  | #REF! | #REF! | #REF! | #REF! | #REF! | 0 | 0 | 0 | 0 | 4
[8 empty] | #REF! | #REF! | #REF! | #REF! | #REF! | #REF! |  | #REF! | #REF! | #REF! | #REF! | #REF! | 0 | 0 | 0 | 0 | 4
[8 empty] | #REF! | #REF! | #REF! | #REF! | #REF! | #REF! |  | #REF! | #REF! | #REF! | #REF! | #REF! | 0 | 0 | 0 | 0 | 4
[8 empty] | #REF! | #REF! | #REF! | #REF! | #REF! | #REF! |  | #REF! | #REF! | #REF! | #REF! | #REF! | 0 | 0 | 0 | 0 | 4
[8 empty] | #REF! | #REF! | #REF! | #REF! | #REF! | #REF! |  | #REF! | #REF! | #REF! | #REF! | #REF! | 0 | 0 | 0 | 0 | 4
[8 empty] | #REF! | #REF! | #REF! | #REF! | #REF! | #REF! |  | #REF! | #REF! | #REF! | #REF! | #REF! | 0 | 0 | 0 | 0 | 4
[8 empty] | #REF! | #REF! | #REF! | #REF! | #REF! | #REF! |  | #REF! | #REF! | #REF! | #REF! | #REF! | 0 | 0 | 0 | 0 | 4
[8 empty] | #REF! | #REF! | #REF! | #REF! | #REF! | #REF! |  | #REF! | #REF! | #REF! | #REF! | #REF! | 0 | 0 | 0 | 0 | 4
[8 empty] | #REF! | #REF! | #REF! | #REF! | #REF! | #REF! |  | #REF! | #REF! | #REF! | #REF! | #REF! | 0 | 0 | 0 | 0 | 4
[8 empty] | #REF! | #REF! | #REF! | #REF! | #REF! | #REF! |  | #REF! | #REF! | #REF! | #REF! | #REF! | 0 | 0 | 0 | 0 | 4
[8 empty] | #REF! | #REF! | #REF! | #REF! | #REF! | #REF! |  | #REF! | #REF! | #REF! | #REF! | #REF! | 0 | 0 | 0 | 0 | 4
[8 empty] | #REF! | #REF! | #REF! | #REF! | #REF! | #REF! |  | #REF! | #REF! | #REF! | #REF! | #REF! | 0 | 0 | 0 | 0 | 4
[8 empty] | #REF! | #REF! | #REF! | #REF! | #REF! | #REF! |  | #REF! | #REF! | #REF! | #REF! | #REF! | 0 | 0 | 0 | 0 | 4
[8 empty] | #REF! | #REF! | #REF! | #REF! | #REF! | #REF! |  | #REF! | #REF! | #REF! | #REF! | #REF! | 0 | 0 | 0 | 0 | 4
[8 empty] | #REF! | #REF! | #REF! | #REF! | #REF! | #REF! |  | #REF! | #REF! | #REF! | #REF! | #REF! | 0 | 0 | 0 | 0 | 4
[8 empty] | #REF! | #REF! | #REF! | #REF! | #REF! | #REF! |  | #REF! | #REF! | #REF! | #REF! | #REF! | 0 | 0 | 0 | 0 | 4
[8 empty] | #REF! | #REF! | #REF! | #REF! | #REF! | #REF! |  | #REF! | #REF! | #REF! | #REF! | #REF! | 0 | 0 | 0 | 0 | 4
[8 empty] | #REF! | #REF! | #REF! | #REF! | #REF! | #REF! |  | #REF! | #REF! | #REF! | #REF! | #REF! | 0 | 0 | 0 | 0 | 4
[8 empty] | #REF! | #REF! | #REF! | #REF! | #REF! | #REF! |  | #REF! | #REF! | #REF! | #REF! | #REF! | 0 | 0 | 0 | 0 | 4
[8 empty] | #REF! | #REF! | #REF! | #REF! | #REF! | #REF! |  | #REF! | #REF! | #REF! | #REF! | #REF! | 0 | 0 | 0 | 0 | 4
[8 empty] | #REF! | #REF! | #REF! | #REF! | #REF! | #REF! |  | #REF! | #REF! | #REF! | #REF! | #REF! | 0 | 0 | 0 | 0 | 4
[8 empty] | #REF! | #REF! | #REF! | #REF! | #REF! | #REF! |  | #REF! | #REF! | #REF! | #REF! | #REF! | 0 | 0 | 0 | 0 | 4
[8 empty] | #REF! | #REF! | #REF! | #REF! | #REF! | #REF! |  | #REF! | #REF! | #REF! | #REF! | #REF! | 0 | 0 | 0 | 0 | 4
[8 empty] | #REF! | #REF! | #REF! | #REF! | #REF! | #REF! |  | #REF! | #REF! | #REF! | #REF! | #REF! | 0 | 0 | 0 | 0 | 4
[8 empty] | #REF! | #REF! | #REF! | #REF! | #REF! | #REF! |  | #REF! | #REF! | #REF! | #REF! | #REF! | 0 | 0 | 0 | 0 | 4
[8 empty] | #REF! | #REF! | #REF! | #REF! | #REF! | #REF! |  | #REF! | #REF! | #REF! | #REF! | #REF! | 0 | 0 | 0 | 0 | 4
[8 empty] | #REF! | #REF! | #REF! | #REF! | #REF! | #REF! |  | #REF! | #REF! | #REF! | #REF! | #REF! | 0 | 0 | 0 | 0 | 4
[8 empty] | #REF! | #REF! | #REF! | #REF! | #REF! | #REF! |  | #REF! | #REF! | #REF! | #REF! | #REF! | 0 | 0 | 0 | 0 | 4
[8 empty] | #REF! | #REF! | #REF! | #REF! | #REF! | #REF! |  | #REF! | #REF! | #REF! | #REF! | #REF! | 0 | 0 | 0 | 0 | 4
[8 empty] | #REF! | #REF! | #REF! | #REF! | #REF! | #REF! |  | #REF! | #REF! | #REF! | #REF! | #REF! | 0 | 0 | 0 | 0 | 4
[8 empty] | #REF! | #REF! | #REF! | #REF! | #REF! | #REF! |  | #REF! | #REF! | #REF! | #REF! | #REF! | 0 | 0 | 0 | 0 | 4
[8 empty] | #REF! | #REF! | #REF! | #REF! | #REF! | #REF! |  | #REF! | #REF! | #REF! | #REF! | #REF! | 0 | 0 | 0 | 0 | 4
[8 empty] | #REF! | #REF! | #REF! | #REF! | #REF! | #REF! |  | #REF! | #REF! | #REF! | #REF! | #REF! | 0 | 0 | 0 | 0 | 4
[8 empty] | #REF! | #REF! | #REF! | #REF! | #REF! | #REF! |  | #REF! | #REF! | #REF! | #REF! | #REF! | 0 | 0 | 0 | 0 | 4
[8 empty] | #REF! | #REF! | #REF! | #REF! | #REF! | #REF! |  | #REF! | #REF! | #REF! | #REF! | #REF! | 0 | 0 | 0 | 0 | 4
[8 empty] | #REF! | #REF! | #REF! | #REF! | #REF! | #REF! |  | #REF! | #REF! | #REF! | #REF! | #REF! | 0 | 0 | 0 | 0 | 4
[8 empty] | #REF! | #REF! | #REF! | #REF! | #REF! | #REF! |  | #REF! | #REF! | #REF! | #REF! | #REF! | 0 | 0 | 0 | 0 | 4
[8 empty] | #REF! | #REF! | #REF! | #REF! | #REF! | #REF! |  | #REF! | #REF! | #REF! | #REF! | #REF! | 0 | 0 | 0 | 0 | 4
[8 empty] | #REF! | #REF! | #REF! | #REF! | #REF! | #REF! |  | #REF! | #REF! | #REF! | #REF! | #REF! | 0 | 0 | 0 | 0 | 4
[8 empty] | #REF! | #REF! | #REF! | #REF! | #REF! | #REF! |  | #REF! | #REF! | #REF! | #REF! | #REF! | 0 | 0 | 0 | 0 | 4
[8 empty] | #REF! | #REF! | #REF! | #REF! | #REF! | #REF! |  | #REF! | #REF! | #REF! | #REF! | #REF! | 0 | 0 | 0 | 0 | 4
[8 empty] | #REF! | #REF! | #REF! | #REF! | #REF! | #REF! |  | #REF! | #REF! | #REF! | #REF! | #REF! | 0 | 0 | 0 | 0 | 4
[8 empty] | #REF! | #REF! | #REF! | #REF! | #REF! | #REF! |  | #REF! | #REF! | #REF! | #REF! | #REF! | 0 | 0 | 0 | 0 | 4
[8 empty] | #REF! | #REF! | #REF! | #REF! | #REF! | #REF! |  | #REF! | #REF! | #REF! | #REF! | #REF! | 0 | 0 | 0 | 0 | 4
[8 empty] | #REF! | #REF! | #REF! | #REF! | #REF! | #REF! |  | #REF! | #REF! | #REF! | #REF! | #REF! | 0 | 0 | 0 | 0 | 4
[8 empty] | #REF! | #REF! | #REF! | #REF! | #REF! | #REF! |  | #REF! | #REF! | #REF! | #REF! | #REF! | 0 | 0 | 0 | 0 | 4
[8 empty] | #REF! | #REF! | #REF! | #REF! | #REF! | #REF! |  | #REF! | #REF! | #REF! | #REF! | #REF! | 0 | 0 | 0 | 0 | 4
[8 empty] | #REF! | #REF! | #REF! | #REF! | #REF! | #REF! |  | #REF! | #REF! | #REF! | #REF! | #REF! | 0 | 0 | 0 | 0 | 4
[8 empty] | #REF! | #REF! | #REF! | #REF! | #REF! | #REF! |  | #REF! | #REF! | #REF! | #REF! | #REF! | 0 | 0 | 0 | 0 | 4
[8 empty] | #REF! | #REF! | #REF! | #REF! | #REF! | #REF! |  | #REF! | #REF! | #REF! | #REF! | #REF! | 0 | 0 | 0 | 0 | 4
[8 empty] | #REF! | #REF! | #REF! | #REF! | #REF! | #REF! |  | #REF! | #REF! | #REF! | #REF! | #REF! | 0 | 0 | 0 | 0 | 4
[8 empty] | #REF! | #REF! | #REF! | #REF! | #REF! | #REF! |  | #REF! | #REF! | #REF! | #REF! | #REF! | 0 | 0 | 0 | 0 | 4
[8 empty] | #REF! | #REF! | #REF! | #REF! | #REF! | #REF! |  | #REF! | #REF! | #REF! | #REF! | #REF! | 0 | 0 | 0 | 0 | 4
[8 empty] | #REF! | #REF! | #REF! | #REF! | #REF! | #REF! |  | #REF! | #REF! | #REF! | #REF! | #REF! | 0 | 0 | 0 | 0 | 4
[8 empty] | #REF! | #REF! | #REF! | #REF! | #REF! | #REF! |  | #REF! | #REF! | #REF! | #REF! | #REF! | 0 | 0 | 0 | 0 | 4
[8 empty] | #REF! | #REF! | #REF! | #REF! | #REF! | #REF! |  | #REF! | #REF! | #REF! | #REF! | #REF! | 0 | 0 | 0 | 0 | 4
[8 empty] | #REF! | #REF! | #REF! | #REF! | #REF! | #REF! |  | #REF! | #REF! | #REF! | #REF! | #REF! | 0 | 0 | 0 | 0 | 4
[8 empty] | #REF! | #REF! | #REF! | #REF! | #REF! | #REF! |  | #REF! | #REF! | #REF! | #REF! | #REF! | 0 | 0 | 0 | 0 | 4
[8 empty] | #REF! | #REF! | #REF! | #REF! | #REF! | #REF! |  | #REF! | #REF! | #REF! | #REF! | #REF! | 0 | 0 | 0 | 0 | 4
[8 empty] | #REF! | #REF! | #REF! | #REF! | #REF! | #REF! |  | #REF! | #REF! | #REF! | #REF! | #REF! | 0 | 0 | 0 | 0 | 4
[8 empty] | #REF! | #REF! | #REF! | #REF! | #REF! | #REF! |  | #REF! | #REF! | #REF! | #REF! | #REF! | 0 | 0 | 0 | 0 | 4
[8 empty] | #REF! | #REF! | #REF! | #REF! | #REF! | #REF! |  | #REF! | #REF! | #REF! | #REF! | #REF! | 0 | 0 | 0 | 0 | 4
[8 empty] | #REF! | #REF! | #REF! | #REF! | #REF! | #REF! |  | #REF! | #REF! | #REF! | #REF! | #REF! | 0 | 0 | 0 | 0 | 4
[8 empty] | #REF! | #REF! | #REF! | #REF! | #REF! | #REF! |  | #REF! | #REF! | #REF! | #REF! | #REF! | 0 | 0 | 0 | 0 | 4
[8 empty] | #REF! | #REF! | #REF! | #REF! | #REF! | #REF! |  | #REF! | #REF! | #REF! | #REF! | #REF! | 0 | 0 | 0 | 0 | 4
[8 empty] | #REF! | #REF! | #REF! | #REF! | #REF! | #REF! |  | #REF! | #REF! | #REF! | #REF! | #REF! | 0 | 0 | 0 | 0 | 4
[8 empty] | #REF! | #REF! | #REF! | #REF! | #REF! | #REF! |  | #REF! | #REF! | #REF! | #REF! | #REF! | 0 | 0 | 0 | 0 | 4
[8 empty] | #REF! | #REF! | #REF! | #REF! | #REF! | #REF! |  | #REF! | #REF! | #REF! | #REF! | #REF! | 0 | 0 | 0 | 0 | 4
[8 empty] | #REF! | #REF! | #REF! | #REF! | #REF! | #REF! |  | #REF! | #REF! | #REF! | #REF! | #REF! | 0 | 0 | 0 | 0 | 4
[8 empty] | #REF! | #REF! | #REF! | #REF! | #REF! | #REF! |  | #REF! | #REF! | #REF! | #REF! | #REF! | 0 | 0 | 0 | 0 | 4
[8 empty] | #REF! | #REF! | #REF! | #REF! | #REF! | #REF! |  | #REF! | #REF! | #REF! | #REF! | #REF! | 0 | 0 | 0 | 0 | 4
[8 empty] | #REF! | #REF! | #REF! | #REF! | #REF! | #REF! |  | #REF! | #REF! | #REF! | #REF! | #REF! | 0 | 0 | 0 | 0 | 4
[8 empty] | #REF! | #REF! | #REF! | #REF! | #REF! | #REF! |  | #REF! | #REF! | #REF! | #REF! | #REF! | 0 | 0 | 0 | 0 | 4
[8 empty] | #REF! | #REF! | #REF! | #REF! | #REF! | #REF! |  | #REF! | #REF! | #REF! | #REF! | #REF! | 0 | 0 | 0 | 0 | 4
[8 empty] | #REF! | #REF! | #REF! | #REF! | #REF! | #REF! |  | #REF! | #REF! | #REF! | #REF! | #REF! | 0 | 0 | 0 | 0 | 4
[8 empty] | #REF! | #REF! | #REF! | #REF! | #REF! | #REF! |  | #REF! | #REF! | #REF! | #REF! | #REF! | 0 | 0 | 0 | 0 | 4
[8 empty] | #REF! | #REF! | #REF! | #REF! | #REF! | #REF! |  | #REF! | #REF! | #REF! | #REF! | #REF! | 0 | 0 | 0 | 0 | 4
[8 empty] | #REF! | #REF! | #REF! | #REF! | #REF! | #REF! |  | #REF! | #REF! | #REF! | #REF! | #REF! | 0 | 0 | 0 | 0 | 4
[8 empty] | #REF! | #REF! | #REF! | #REF! | #REF! | #REF! |  | #REF! | #REF! | #REF! | #REF! | #REF! | 0 | 0 | 0 | 0 | 4
[8 empty] | #REF! | #REF! | #REF! | #REF! | #REF! | #REF! |  | #REF! | #REF! | #REF! | #REF! | #REF! | 0 | 0 | 0 | 0 | 4
[8 empty] | #REF! | #REF! | #REF! | #REF! | #REF! | #REF! |  | #REF! | #REF! | #REF! | #REF! | #REF! | 0 | 0 | 0 | 0 | 4
[8 empty] | #REF! | #REF! | #REF! | #REF! | #REF! | #REF! |  | #REF! | #REF! | #REF! | #REF! | #REF! | 0 | 0 | 0 | 0 | 4
[8 empty] | #REF! | #REF! | #REF! | #REF! | #REF! | #REF! |  | #REF! | #REF! | #REF! | #REF! | #REF! | 0 | 0 | 0 | 0 | 4
[8 empty] | #REF! | #REF! | #REF! | #REF! | #REF! | #REF! |  | #REF! | #REF! | #REF! | #REF! | #REF! | 0 | 0 | 0 | 0 | 4
[8 empty] | #REF! | #REF! | #REF! | #REF! | #REF! | #REF! |  | #REF! | #REF! | #REF! | #REF! | #REF! | 0 | 0 | 0 | 0 | 4
[8 empty] | #REF! | #REF! | #REF! | #REF! | #REF! | #REF! |  | #REF! | #REF! | #REF! | #REF! | #REF! | 0 | 0 | 0 | 0 | 4
[8 empty] | #REF! | #REF! | #REF! | #REF! | #REF! | #REF! |  | #REF! | #REF! | #REF! | #REF! | #REF! | 0 | 0 | 0 | 0 | 4
[8 empty] | #REF! | #REF! | #REF! | #REF! | #REF! | #REF! |  | #REF! | #REF! | #REF! | #REF! | #REF! | 0 | 0 | 0 | 0 | 4
[8 empty] | #REF! | #REF! | #REF! | #REF! | #REF! | #REF! |  | #REF! | #REF! | #REF! | #REF! | #REF! | 0 | 0 | 0 | 0 | 4
[8 empty] | #REF! | #REF! | #REF! | #REF! | #REF! | #REF! |  | #REF! | #REF! | #REF! | #REF! | #REF! | 0 | 0 | 0 | 0 | 4
[8 empty] | #REF! | #REF! | #REF! | #REF! | #REF! | #REF! |  | #REF! | #REF! | #REF! | #REF! | #REF! | 0 | 0 | 0 | 0 | 4
[8 empty] | #REF! | #REF! | #REF! | #REF! | #REF! | #REF! |  | #REF! | #REF! | #REF! | #REF! | #REF! | 0 | 0 | 0 | 0 | 4
[8 empty] | #REF! | #REF! | #REF! | #REF! | #REF! | #REF! |  | #REF! | #REF! | #REF! | #REF! | #REF! | 0 | 0 | 0 | 0 | 4
[8 empty] | #REF! | #REF! | #REF! | #REF! | #REF! | #REF! |  | #REF! | #REF! | #REF! | #REF! | #REF! | 0 | 0 | 0 | 0 | 4
[8 empty] | #REF! | #REF! | #REF! | #REF! | #REF! | #REF! |  | #REF! | #REF! | #REF! | #REF! | #REF! | 0 | 0 | 0 | 0 | 4
[8 empty] | #REF! | #REF! | #REF! | #REF! | #REF! | #REF! |  | #REF! | #REF! | #REF! | #REF! | #REF! | 0 | 0 | 0 | 0 | 4
[8 empty] | #REF! | #REF! | #REF! | #REF! | #REF! | #REF! |  | #REF! | #REF! | #REF! | #REF! | #REF! | 0 | 0 | 0 | 0 | 4
[8 empty] | #REF! | #REF! | #REF! | #REF! | #REF! | #REF! |  | #REF! | #REF! | #REF! | #REF! | #REF! | 0 | 0 | 0 | 0 | 4
[8 empty] | #REF! | #REF! | #REF! | #REF! | #REF! | #REF! |  | #REF! | #REF! | #REF! | #REF! | #REF! | 0 | 0 | 0 | 0 | 4
[8 empty] | #REF! | #REF! | #REF! | #REF! | #REF! | #REF! |  | #REF! | #REF! | #REF! | #REF! | #REF! | 0 | 0 | 0 | 0 | 4
[8 empty] | #REF! | #REF! | #REF! | #REF! | #REF! | #REF! |  | #REF! | #REF! | #REF! | #REF! | #REF! | 0 | 0 | 0 | 0 | 4
[8 empty] | #REF! | #REF! | #REF! | #REF! | #REF! | #REF! |  | #REF! | #REF! | #REF! | #REF! | #REF! | 0 | 0 | 0 | 0 | 4
[8 empty] | #REF! | #REF! | #REF! | #REF! | #REF! | #REF! |  | #REF! | #REF! | #REF! | #REF! | #REF! | 0 | 0 | 0 | 0 | 4
[8 empty] | #REF! | #REF! | #REF! | #REF! | #REF! | #REF! |  | #REF! | #REF! | #REF! | #REF! | #REF! | 0 | 0 | 0 | 0 | 4
[8 empty] | #REF! | #REF! | #REF! | #REF! | #REF! | #REF! |  | #REF! | #REF! | #REF! | #REF! | #REF! | 0 | 0 | 0 | 0 | 4
[8 empty] | #REF! | #REF! | #REF! | #REF! | #REF! | #REF! |  | #REF! | #REF! | #REF! | #REF! | #REF! | 0 | 0 | 0 | 0 | 4
[8 empty] | #REF! | #REF! | #REF! | #REF! | #REF! | #REF! |  | #REF! | #REF! | #REF! | #REF! | #REF! | 0 | 0 | 0 | 0 | 4
[8 empty] | #REF! | #REF! | #REF! | #REF! | #REF! | #REF! |  | #REF! | #REF! | #REF! | #REF! | #REF! | 0 | 0 | 0 | 0 | 4
[8 empty] | #REF! | #REF! | #REF! | #REF! | #REF! | #REF! |  | #REF! | #REF! | #REF! | #REF! | #REF! | 0 | 0 | 0 | 0 | 4
[8 empty] | #REF! | #REF! | #REF! | #REF! | #REF! | #REF! |  | #REF! | #REF! | #REF! | #REF! | #REF! | 0 | 0 | 0 | 0 | 4
[8 empty] | #REF! | #REF! | #REF! | #REF! | #REF! | #REF! |  | #REF! | #REF! | #REF! | #REF! | #REF! | 0 | 0 | 0 | 0 | 4
[8 empty] | #REF! | #REF! | #REF! | #REF! | #REF! | #REF! |  | #REF! | #REF! | #REF! | #REF! | #REF! | 0 | 0 | 0 | 0 | 4
[8 empty] | #REF! | #REF! | #REF! | #REF! | #REF! | #REF! |  | #REF! | #REF! | #REF! | #REF! | #REF! | 0 | 0 | 0 | 0 | 4
[8 empty] | #REF! | #REF! | #REF! | #REF! | #REF! | #REF! |  | #REF! | #REF! | #REF! | #REF! | #REF! | 0 | 0 | 0 | 0 | 4
[8 empty] | #REF! | #REF! | #REF! | #REF! | #REF! | #REF! |  | #REF! | #REF! | #REF! | #REF! | #REF! | 0 | 0 | 0 | 0 | 4
[8 empty] | #REF! | #REF! | #REF! | #REF! | #REF! | #REF! |  | #REF! | #REF! | #REF! | #REF! | #REF! | 0 | 0 | 0 | 0 | 4
[8 empty] | #REF! | #REF! | #REF! | #REF! | #REF! | #REF! |  | #REF! | #REF! | #REF! | #REF! | #REF! | 0 | 0 | 0 | 0 | 4
[8 empty] | #REF! | #REF! | #REF! | #REF! | #REF! | #REF! |  | #REF! | #REF! | #REF! | #REF! | #REF! | 0 | 0 | 0 | 0 | 4
[8 empty] | #REF! | #REF! | #REF! | #REF! | #REF! | #REF! |  | #REF! | #REF! | #REF! | #REF! | #REF! | 0 | 0 | 0 | 0 | 4
[8 empty] | #REF! | #REF! | #REF! | #REF! | #REF! | #REF! |  | #REF! | #REF! | #REF! | #REF! | #REF! | 0 | 0 | 0 | 0 | 4
[8 empty] | #REF! | #REF! | #REF! | #REF! | #REF! | #REF! |  | #REF! | #REF! | #REF! | #REF! | #REF! | 0 | 0 | 0 | 0 | 4
[8 empty] | #REF! | #REF! | #REF! | #REF! | #REF! | #REF! |  | #REF! | #REF! | #REF! | #REF! | #REF! | 0 | 0 | 0 | 0 | 4
[8 empty] | #REF! | #REF! | #REF! | #REF! | #REF! | #REF! |  | #REF! | #REF! | #REF! | #REF! | #REF! | 0 | 0 | 0 | 0 | 4
[8 empty] | #REF! | #REF! | #REF! | #REF! | #REF! | #REF! |  | #REF! | #REF! | #REF! | #REF! | #REF! | 0 | 0 | 0 | 0 | 4
[8 empty] | #REF! | #REF! | #REF! | #REF! | #REF! | #REF! |  | #REF! | #REF! | #REF! | #REF! | #REF! | 0 | 0 | 0 | 0 | 4
[8 empty] | #REF! | #REF! | #REF! | #REF! | #REF! | #REF! |  | #REF! | #REF! | #REF! | #REF! | #REF! | 0 | 0 | 0 | 0 | 4
[8 empty] | #REF! | #REF! | #REF! | #REF! | #REF! | #REF! |  | #REF! | #REF! | #REF! | #REF! | #REF! | 0 | 0 | 0 | 0 | 4
[8 empty] | #REF! | #REF! | #REF! | #REF! | #REF! | #REF! |  | #REF! | #REF! | #REF! | #REF! | #REF! | 0 | 0 | 0 | 0 | 4
[8 empty] | #REF! | #REF! | #REF! | #REF! | #REF! | #REF! |  | #REF! | #REF! | #REF! | #REF! | #REF! | 0 | 0 | 0 | 0 | 4
[8 empty] | #REF! | #REF! | #REF! | #REF! | #REF! | #REF! |  | #REF! | #REF! | #REF! | #REF! | #REF! | 0 | 0 | 0 | 0 | 4
[8 empty] | #REF! | #REF! | #REF! | #REF! | #REF! | #REF! |  | #REF! | #REF! | #REF! | #REF! | #REF! | 0 | 0 | 0 | 0 | 4
[8 empty] | #REF! | #REF! | #REF! | #REF! | #REF! | #REF! |  | #REF! | #REF! | #REF! | #REF! | #REF! | 0 | 0 | 0 | 0 | 4
[8 empty] | #REF! | #REF! | #REF! | #REF! | #REF! | #REF! |  | #REF! | #REF! | #REF! | #REF! | #REF! | 0 | 0 | 0 | 0 | 4
[8 empty] | #REF! | #REF! | #REF! | #REF! | #REF! | #REF! |  | #REF! | #REF! | #REF! | #REF! | #REF! | 0 | 0 | 0 | 0 | 4
[8 empty] | #REF! | #REF! | #REF! | #REF! | #REF! | #REF! |  | #REF! | #REF! | #REF! | #REF! | #REF! | 0 | 0 | 0 | 0 | 4
[8 empty] | #REF! | #REF! | #REF! | #REF! | #REF! | #REF! |  | #REF! | #REF! | #REF! | #REF! | #REF! | 0 | 0 | 0 | 0 | 4
[8 empty] | #REF! | #REF! | #REF! | #REF! | #REF! | #REF! |  | #REF! | #REF! | #REF! | #REF! | #REF! | 0 | 0 | 0 | 0 | 4
[8 empty] | #REF! | #REF! | #REF! | #REF! | #REF! | #REF! |  | #REF! | #REF! | #REF! | #REF! | #REF! | 0 | 0 | 0 | 0 | 4
[8 empty] | #REF! | #REF! | #REF! | #REF! | #REF! | #REF! |  | #REF! | #REF! | #REF! | #REF! | #REF! | 0 | 0 | 0 | 0 | 4
[8 empty] | #REF! | #REF! | #REF! | #REF! | #REF! | #REF! |  | #REF! | #REF! | #REF! | #REF! | #REF! | 0 | 0 | 0 | 0 | 4
[8 empty] | #REF! | #REF! | #REF! | #REF! | #REF! | #REF! |  | #REF! | #REF! | #REF! | #REF! | #REF! | 0 | 0 | 0 | 0 | 4
[8 empty] | #REF! | #REF! | #REF! | #REF! | #REF! | #REF! |  | #REF! | #REF! | #REF! | #REF! | #REF! | 0 | 0 | 0 | 0 | 4
[8 empty] | #REF! | #REF! | #REF! | #REF! | #REF! | #REF! |  | #REF! | #REF! | #REF! | #REF! | #REF! | 0 | 0 | 0 | 0 | 4
[8 empty] | #REF! | #REF! | #REF! | #REF! | #REF! | #REF! |  | #REF! | #REF! | #REF! | #REF! | #REF! | 0 | 0 | 0 | 0 | 4
[8 empty] | #REF! | #REF! | #REF! | #REF! | #REF! | #REF! |  | #REF! | #REF! | #REF! | #REF! | #REF! | 0 | 0 | 0 | 0 | 4
[8 empty] | #REF! | #REF! | #REF! | #REF! | #REF! | #REF! |  | #REF! | #REF! | #REF! | #REF! | #REF! | 0 | 0 | 0 | 0 | 4
[8 empty] | #REF! | #REF! | #REF! | #REF! | #REF! | #REF! |  | #REF! | #REF! | #REF! | #REF! | #REF! | 0 | 0 | 0 | 0 | 4
[8 empty] | #REF! | #REF! | #REF! | #REF! | #REF! | #REF! |  | #REF! | #REF! | #REF! | #REF! | #REF! | 0 | 0 | 0 | 0 | 4
[8 empty] | #REF! | #REF! | #REF! | #REF! | #REF! | #REF! |  | #REF! | #REF! | #REF! | #REF! | #REF! | 0 | 0 | 0 | 0 | 4
[8 empty] | #REF! | #REF! | #REF! | #REF! | #REF! | #REF! |  | #REF! | #REF! | #REF! | #REF! | #REF! | 0 | 0 | 0 | 0 | 4
[8 empty] | #REF! | #REF! | #REF! | #REF! | #REF! | #REF! |  | #REF! | #REF! | #REF! | #REF! | #REF! | 0 | 0 | 0 | 0 | 4
[8 empty] | #REF! | #REF! | #REF! | #REF! | #REF! | #REF! |  | #REF! | #REF! | #REF! | #REF! | #REF! | 0 | 0 | 0 | 0 | 4
[8 empty] | #REF! | #REF! | #REF! | #REF! | #REF! | #REF! |  | #REF! | #REF! | #REF! | #REF! | #REF! | 0 | 0 | 0 | 0 | 4
[8 empty] | #REF! | #REF! | #REF! | #REF! | #REF! | #REF! |  | #REF! | #REF! | #REF! | #REF! | #REF! | 0 | 0 | 0 | 0 | 4
[8 empty] | #REF! | #REF! | #REF! | #REF! | #REF! | #REF! |  | #REF! | #REF! | #REF! | #REF! | #REF! | 0 | 0 | 0 | 0 | 4
[8 empty] | #REF! | #REF! | #REF! | #REF! | #REF! | #REF! |  | #REF! | #REF! | #REF! | #REF! | #REF! | 0 | 0 | 0 | 0 | 4
[8 empty] | #REF! | #REF! | #REF! | #REF! | #REF! | #REF! |  | #REF! | #REF! | #REF! | #REF! | #REF! | 0 | 0 | 0 | 0 | 4
[8 empty] | #REF! | #REF! | #REF! | #REF! | #REF! | #REF! |  | #REF! | #REF! | #REF! | #REF! | #REF! | 0 | 0 | 0 | 0 | 4
[8 empty] | #REF! | #REF! | #REF! | #REF! | #REF! | #REF! |  | #REF! | #REF! | #REF! | #REF! | #REF! | 0 | 0 | 0 | 0 | 4
[8 empty] | #REF! | #REF! | #REF! | #REF! | #REF! | #REF! |  | #REF! | #REF! | #REF! | #REF! | #REF! | 0 | 0 | 0 | 0 | 4
[8 empty] | #REF! | #REF! | #REF! | #REF! | #REF! | #REF! |  | #REF! | #REF! | #REF! | #REF! | #REF! | 0 | 0 | 0 | 0 | 4
[8 empty] | #REF! | #REF! | #REF! | #REF! | #REF! | #REF! |  | #REF! | #REF! | #REF! | #REF! | #REF! | 0 | 0 | 0 | 0 | 4
[8 empty] | #REF! | #REF! | #REF! | #REF! | #REF! | #REF! |  | #REF! | #REF! | #REF! | #REF! | #REF! | 0 | 0 | 0 | 0 | 4
[8 empty] | #REF! | #REF! | #REF! | #REF! | #REF! | #REF! |  | #REF! | #REF! | #REF! | #REF! | #REF! | 0 | 0 | 0 | 0 | 4
[8 empty] | #REF! | #REF! | #REF! | #REF! | #REF! | #REF! |  | #REF! | #REF! | #REF! | #REF! | #REF! | 0 | 0 | 0 | 0 | 4
[8 empty] | #REF! | #REF! | #REF! | #REF! | #REF! | #REF! |  | #REF! | #REF! | #REF! | #REF! | #REF! | 0 | 0 | 0 | 0 | 4
[8 empty] | #REF! | #REF! | #REF! | #REF! | #REF! | #REF! |  | #REF! | #REF! | #REF! | #REF! | #REF! | 0 | 0 | 0 | 0 | 4
[8 empty] | #REF! | #REF! | #REF! | #REF! | #REF! | #REF! |  | #REF! | #REF! | #REF! | #REF! | #REF! | 0 | 0 | 0 | 0 | 4
[8 empty] | #REF! | #REF! | #REF! | #REF! | #REF! | #REF! |  | #REF! | #REF! | #REF! | #REF! | #REF! | 0 | 0 | 0 | 0 | 4
[8 empty] | #REF! | #REF! | #REF! | #REF! | #REF! | #REF! |  | #REF! | #REF! | #REF! | #REF! | #REF! | 0 | 0 | 0 | 0 | 4
[8 empty] | #REF! | #REF! | #REF! | #REF! | #REF! | #REF! |  | #REF! | #REF! | #REF! | #REF! | #REF! | 0 | 0 | 0 | 0 | 4
[8 empty] | #REF! | #REF! | #REF! | #REF! | #REF! | #REF! |  | #REF! | #REF! | #REF! | #REF! | #REF! | 0 | 0 | 0 | 0 | 4
[8 empty] | #REF! | #REF! | #REF! | #REF! | #REF! | #REF! |  | #REF! | #REF! | #REF! | #REF! | #REF! | 0 | 0 | 0 | 0 | 4
[8 empty] | #REF! | #REF! | #REF! | #REF! | #REF! | #REF! |  | #REF! | #REF! | #REF! | #REF! | #REF! | 0 | 0 | 0 | 0 | 4
[8 empty] | #REF! | #REF! | #REF! | #REF! | #REF! | #REF! |  | #REF! | #REF! | #REF! | #REF! | #REF! | 0 | 0 | 0 | 0 | 4
[8 empty] | #REF! | #REF! | #REF! | #REF! | #REF! | #REF! |  | #REF! | #REF! | #REF! | #REF! | #REF! | 0 | 0 | 0 | 0 | 4
[8 empty] | #REF! | #REF! | #REF! | #REF! | #REF! | #REF! |  | #REF! | #REF! | #REF! | #REF! | #REF! | 0 | 0 | 0 | 0 | 4
[8 empty] | #REF! | #REF! | #REF! | #REF! | #REF! | #REF! |  | #REF! | #REF! | #REF! | #REF! | #REF! | 0 | 0 | 0 | 0 | 4
[8 empty] | #REF! | #REF! | #REF! | #REF! | #REF! | #REF! |  | #REF! | #REF! | #REF! | #REF! | #REF! | 0 | 0 | 0 | 0 | 4
[8 empty] | #REF! | #REF! | #REF! | #REF! | #REF! | #REF! |  | #REF! | #REF! | #REF! | #REF! | #REF! | 0 | 0 | 0 | 0 | 4
[8 empty] | #REF! | #REF! | #REF! | #REF! | #REF! | #REF! |  | #REF! | #REF! | #REF! | #REF! | #REF! | 0 | 0 | 0 | 0 | 4
[8 empty] | #REF! | #REF! | #REF! | #REF! | #REF! | #REF! |  | #REF! | #REF! | #REF! | #REF! | #REF! | 0 | 0 | 0 | 0 | 4
[8 empty] | #REF! | #REF! | #REF! | #REF! | #REF! | #REF! |  | #REF! | #REF! | #REF! | #REF! | #REF! | 0 | 0 | 0 | 0 | 4
[8 empty] | #REF! | #REF! | #REF! | #REF! | #REF! | #REF! |  | #REF! | #REF! | #REF! | #REF! | #REF! | 0 | 0 | 0 | 0 | 4
[8 empty] | #REF! | #REF! | #REF! | #REF! | #REF! | #REF! |  | #REF! | #REF! | #REF! | #REF! | #REF! | 0 | 0 | 0 | 0 | 4
[8 empty] | #REF! | #REF! | #REF! | #REF! | #REF! | #REF! |  | #REF! | #REF! | #REF! | #REF! | #REF! | 0 | 0 | 0 | 0 | 4
[8 empty] | #REF! | #REF! | #REF! | #REF! | #REF! | #REF! |  | #REF! | #REF! | #REF! | #REF! | #REF! | 0 | 0 | 0 | 0 | 4
[8 empty] | #REF! | #REF! | #REF! | #REF! | #REF! | #REF! |  | #REF! | #REF! | #REF! | #REF! | #REF! | 0 | 0 | 0 | 0 | 4
[8 empty] | #REF! | #REF! | #REF! | #REF! | #REF! | #REF! |  | #REF! | #REF! | #REF! | #REF! | #REF! | 0 | 0 | 0 | 0 | 4
[8 empty] | #REF! | #REF! | #REF! | #REF! | #REF! | #REF! |  | #REF! | #REF! | #REF! | #REF! | #REF! | 0 | 0 | 0 | 0 | 4
[8 empty] | #REF! | #REF! | #REF! | #REF! | #REF! | #REF! |  | #REF! | #REF! | #REF! | #REF! | #REF! | 0 | 0 | 0 | 0 | 4
[8 empty] | #REF! | #REF! | #REF! | #REF! | #REF! | #REF! |  | #REF! | #REF! | #REF! | #REF! | #REF! | 0 | 0 | 0 | 0 | 4
[8 empty] | #REF! | #REF! | #REF! | #REF! | #REF! | #REF! |  | #REF! | #REF! | #REF! | #REF! | #REF! | 0 | 0 | 0 | 0 | 4
[8 empty] | #REF! | #REF! | #REF! | #REF! | #REF! | #REF! |  | #REF! | #REF! | #REF! | #REF! | #REF! | 0 | 0 | 0 | 0 | 4
[8 empty] | #REF! | #REF! | #REF! | #REF! | #REF! | #REF! |  | #REF! | #REF! | #REF! | #REF! | #REF! | 0 | 0 | 0 | 0 | 4
[8 empty] | #REF! | #REF! | #REF! | #REF! | #REF! | #REF! |  | #REF! | #REF! | #REF! | #REF! | #REF! | 0 | 0 | 0 | 0 | 4
[8 empty] | #REF! | #REF! | #REF! | #REF! | #REF! | #REF! |  | #REF! | #REF! | #REF! | #REF! | #REF! | 0 | 0 | 0 | 0 | 4
[8 empty] | #REF! | #REF! | #REF! | #REF! | #REF! | #REF! |  | #REF! | #REF! | #REF! | #REF! | #REF! | 0 | 0 | 0 | 0 | 4
[8 empty] | #REF! | #REF! | #REF! | #REF! | #REF! | #REF! |  | #REF! | #REF! | #REF! | #REF! | #REF! | 0 | 0 | 0 | 0 | 4
[8 empty] | #REF! | #REF! | #REF! | #REF! | #REF! | #REF! |  | #REF! | #REF! | #REF! | #REF! | #REF! | 0 | 0 | 0 | 0 | 4
[8 empty] | #REF! | #REF! | #REF! | #REF! | #REF! | #REF! |  | #REF! | #REF! | #REF! | #REF! | #REF! | 0 | 0 | 0 | 0 | 4
[8 empty] | #REF! | #REF! | #REF! | #REF! | #REF! | #REF! |  | #REF! | #REF! | #REF! | #REF! | #REF! | 0 | 0 | 0 | 0 | 4
[8 empty] | #REF! | #REF! | #REF! | #REF! | #REF! | #REF! |  | #REF! | #REF! | #REF! | #REF! | #REF! | 0 | 0 | 0 | 0 | 4
[8 empty] | #REF! | #REF! | #REF! | #REF! | #REF! | #REF! |  | #REF! | #REF! | #REF! | #REF! | #REF! | 0 | 0 | 0 | 0 | 4
[8 empty] | #REF! | #REF! | #REF! | #REF! | #REF! | #REF! |  | #REF! | #REF! | #REF! | #REF! | #REF! | 0 | 0 | 0 | 0 | 4
[8 empty] | #REF! | #REF! | #REF! | #REF! | #REF! | #REF! |  | #REF! | #REF! | #REF! | #REF! | #REF! | 0 | 0 | 0 | 0 | 4
[8 empty] | #REF! | #REF! | #REF! | #REF! | #REF! | #REF! |  | #REF! | #REF! | #REF! | #REF! | #REF! | 0 | 0 | 0 | 0 | 4
[8 empty] | #REF! | #REF! | #REF! | #REF! | #REF! | #REF! |  | #REF! | #REF! | #REF! | #REF! | #REF! | 0 | 0 | 0 | 0 | 4
[8 empty] | #REF! | #REF! | #REF! | #REF! | #REF! | #REF! |  | #REF! | #REF! | #REF! | #REF! | #REF! | 0 | 0 | 0 | 0 | 4
[8 empty] | #REF! | #REF! | #REF! | #REF! | #REF! | #REF! |  | #REF! | #REF! | #REF! | #REF! | #REF! | 0 | 0 | 0 | 0 | 4
[8 empty] | #REF! | #REF! | #REF! | #REF! | #REF! | #REF! |  | #REF! | #REF! | #REF! | #REF! | #REF! | 0 | 0 | 0 | 0 | 4
[8 empty] | #REF! | #REF! | #REF! | #REF! | #REF! | #REF! |  | #REF! | #REF! | #REF! | #REF! | #REF! | 0 | 0 | 0 | 0 | 4
[8 empty] | #REF! | #REF! | #REF! | #REF! | #REF! | #REF! |  | #REF! | #REF! | #REF! | #REF! | #REF! | 0 | 0 | 0 | 0 | 4
[8 empty] | #REF! | #REF! | #REF! | #REF! | #REF! | #REF! |  | #REF! | #REF! | #REF! | #REF! | #REF! | 0 | 0 | 0 | 0 | 4
[8 empty] | #REF! | #REF! | #REF! | #REF! | #REF! | #REF! |  | #REF! | #REF! | #REF! | #REF! | #REF! | 0 | 0 | 0 | 0 | 4
[8 empty] | #REF! | #REF! | #REF! | #REF! | #REF! | #REF! |  | #REF! | #REF! | #REF! | #REF! | #REF! | 0 | 0 | 0 | 0 | 4
[8 empty] | #REF! | #REF! | #REF! | #REF! | #REF! | #REF! |  | #REF! | #REF! | #REF! | #REF! | #REF! | 0 | 0 | 0 | 0 | 4
[8 empty] | #REF! | #REF! | #REF! | #REF! | #REF! | #REF! |  | #REF! | #REF! | #REF! | #REF! | #REF! | 0 | 0 | 0 | 0 | 4
[8 empty] | #REF! | #REF! | #REF! | #REF! | #REF! | #REF! |  | #REF! | #REF! | #REF! | #REF! | #REF! | 0 | 0 | 0 | 0 | 4
[8 empty] | #REF! | #REF! | #REF! | #REF! | #REF! | #REF! |  | #REF! | #REF! | #REF! | #REF! | #REF! | 0 | 0 | 0 | 0 | 4
[8 empty] | #REF! | #REF! | #REF! | #REF! | #REF! | #REF! |  | #REF! | #REF! | #REF! | #REF! | #REF! | 0 | 0 | 0 | 0 | 4
[8 empty] | #REF! | #REF! | #REF! | #REF! | #REF! | #REF! |  | #REF! | #REF! | #REF! | #REF! | #REF! | 0 | 0 | 0 | 0 | 4
[8 empty] | #REF! | #REF! | #REF! | #REF! | #REF! | #REF! |  | #REF! | #REF! | #REF! | #REF! | #REF! | 0 | 0 | 0 | 0 | 4
[8 empty] | #REF! | #REF! | #REF! | #REF! | #REF! | #REF! |  | #REF! | #REF! | #REF! | #REF! | #REF! | 0 | 0 | 0 | 0 | 4
[8 empty] | #REF! | #REF! | #REF! | #REF! | #REF! | #REF! |  | #REF! | #REF! | #REF! | #REF! | #REF! | 0 | 0 | 0 | 0 | 4
[8 empty] | #REF! | #REF! | #REF! | #REF! | #REF! | #REF! |  | #REF! | #REF! | #REF! | #REF! | #REF! | 0 | 0 | 0 | 0 | 4
[8 empty] | #REF! | #REF! | #REF! | #REF! | #REF! | #REF! |  | #REF! | #REF! | #REF! | #REF! | #REF! | 0 | 0 | 0 | 0 | 4
[8 empty] | #REF! | #REF! | #REF! | #REF! | #REF! | #REF! |  | #REF! | #REF! | #REF! | #REF! | #REF! | 0 | 0 | 0 | 0 | 4
[8 empty] | #REF! | #REF! | #REF! | #REF! | #REF! | #REF! |  | #REF! | #REF! | #REF! | #REF! | #REF! | 0 | 0 | 0 | 0 | 4
[8 empty] | #REF! | #REF! | #REF! | #REF! | #REF! | #REF! |  | #REF! | #REF! | #REF! | #REF! | #REF! | 0 | 0 | 0 | 0 | 4
[8 empty] | #REF! | #REF! | #REF! | #REF! | #REF! | #REF! |  | #REF! | #REF! | #REF! | #REF! | #REF! | 0 | 0 | 0 | 0 | 4
[8 empty] | #REF! | #REF! | #REF! | #REF! | #REF! | #REF! |  | #REF! | #REF! | #REF! | #REF! | #REF! | 0 | 0 | 0 | 0 | 4
[8 empty] | #REF! | #REF! | #REF! | #REF! | #REF! | #REF! |  | #REF! | #REF! | #REF! | #REF! | #REF! | 0 | 0 | 0 | 0 | 4
[8 empty] | #REF! | #REF! | #REF! | #REF! | #REF! | #REF! |  | #REF! | #REF! | #REF! | #REF! | #REF! | 0 | 0 | 0 | 0 | 4
[8 empty] | #REF! | #REF! | #REF! | #REF! | #REF! | #REF! |  | #REF! | #REF! | #REF! | #REF! | #REF! | 0 | 0 | 0 | 0 | 4
[8 empty] | #REF! | #REF! | #REF! | #REF! | #REF! | #REF! |  | #REF! | #REF! | #REF! | #REF! | #REF! | 0 | 0 | 0 | 0 | 4
[8 empty] | #REF! | #REF! | #REF! | #REF! | #REF! | #REF! |  | #REF! | #REF! | #REF! | #REF! | #REF! | 0 | 0 | 0 | 0 | 4
[8 empty] | #REF! | #REF! | #REF! | #REF! | #REF! | #REF! |  | #REF! | #REF! | #REF! | #REF! | #REF! | 0 | 0 | 0 | 0 | 4
[8 empty] | #REF! | #REF! | #REF! | #REF! | #REF! | #REF! |  | #REF! | #REF! | #REF! | #REF! | #REF! | 0 | 0 | 0 | 0 | 4
[8 empty] | #REF! | #REF! | #REF! | #REF! | #REF! | #REF! |  | #REF! | #REF! | #REF! | #REF! | #REF! | 0 | 0 | 0 | 0 | 4
[8 empty] | #REF! | #REF! | #REF! | #REF! | #REF! | #REF! |  | #REF! | #REF! | #REF! | #REF! | #REF! | 0 | 0 | 0 | 0 | 4
[8 empty] | #REF! | #REF! | #REF! | #REF! | #REF! | #REF! |  | #REF! | #REF! | #REF! | #REF! | #REF! | 0 | 0 | 0 | 0 | 4
[8 empty] | #REF! | #REF! | #REF! | #REF! | #REF! | #REF! |  | #REF! | #REF! | #REF! | #REF! | #REF! | 0 | 0 | 0 | 0 | 4
[8 empty] | #REF! | #REF! | #REF! | #REF! | #REF! | #REF! |  | #REF! | #REF! | #REF! | #REF! | #REF! | 0 | 0 | 0 | 0 | 4
[8 empty] | #REF! | #REF! | #REF! | #REF! | #REF! | #REF! |  | #REF! | #REF! | #REF! | #REF! | #REF! | 0 | 0 | 0 | 0 | 4
[8 empty] | #REF! | #REF! | #REF! | #REF! | #REF! | #REF! |  | #REF! | #REF! | #REF! | #REF! | #REF! | 0 | 0 | 0 | 0 | 4
[8 empty] | #REF! | #REF! | #REF! | #REF! | #REF! | #REF! |  | #REF! | #REF! | #REF! | #REF! | #REF! | 0 | 0 | 0 | 0 | 4
[8 empty] | #REF! | #REF! | #REF! | #REF! | #REF! | #REF! |  | #REF! | #REF! | #REF! | #REF! | #REF! | 0 | 0 | 0 | 0 | 4
[8 empty] | #REF! | #REF! | #REF! | #REF! | #REF! | #REF! |  | #REF! | #REF! | #REF! | #REF! | #REF! | 0 | 0 | 0 | 0 | 4
[8 empty] | #REF! | #REF! | #REF! | #REF! | #REF! | #REF! |  | #REF! | #REF! | #REF! | #REF! | #REF! | 0 | 0 | 0 | 0 | 4
[8 empty] | #REF! | #REF! | #REF! | #REF! | #REF! | #REF! |  | #REF! | #REF! | #REF! | #REF! | #REF! | 0 | 0 | 0 | 0 | 4
[8 empty] | #REF! | #REF! | #REF! | #REF! | #REF! | #REF! |  | #REF! | #REF! | #REF! | #REF! | #REF! | 0 | 0 | 0 | 0 | 4
[8 empty] | #REF! | #REF! | #REF! | #REF! | #REF! | #REF! |  | #REF! | #REF! | #REF! | #REF! | #REF! | 0 | 0 | 0 | 0 | 4
[8 empty] | #REF! | #REF! | #REF! | #REF! | #REF! | #REF! |  | #REF! | #REF! | #REF! | #REF! | #REF! | 0 | 0 | 0 | 0 | 4
[8 empty] | #REF! | #REF! | #REF! | #REF! | #REF! | #REF! |  | #REF! | #REF! | #REF! | #REF! | #REF! | 0 | 0 | 0 | 0 | 4
[8 empty] | #REF! | #REF! | #REF! | #REF! | #REF! | #REF! |  | #REF! | #REF! | #REF! | #REF! | #REF! | 0 | 0 | 0 | 0 | 4
[8 empty] | #REF! | #REF! | #REF! | #REF! | #REF! | #REF! |  | #REF! | #REF! | #REF! | #REF! | #REF! | 0 | 0 | 0 | 0 | 4
[8 empty] | #REF! | #REF! | #REF! | #REF! | #REF! | #REF! |  | #REF! | #REF! | #REF! | #REF! | #REF! | 0 | 0 | 0 | 0 | 4
[8 empty] | #REF! | #REF! | #REF! | #REF! | #REF! | #REF! |  | #REF! | #REF! | #REF! | #REF! | #REF! | 0 | 0 | 0 | 0 | 4
[8 empty] | #REF! | #REF! | #REF! | #REF! | #REF! | #REF! |  | #REF! | #REF! | #REF! | #REF! | #REF! | 0 | 0 | 0 | 0 | 4
[8 empty] | #REF! | #REF! | #REF! | #REF! | #REF! | #REF! |  | #REF! | #REF! | #REF! | #REF! | #REF! | 0 | 0 | 0 | 0 | 4
[8 empty] | #REF! | #REF! | #REF! | #REF! | #REF! | #REF! |  | #REF! | #REF! | #REF! | #REF! | #REF! | 0 | 0 | 0 | 0 | 4
[8 empty] | #REF! | #REF! | #REF! | #REF! | #REF! | #REF! |  | #REF! | #REF! | #REF! | #REF! | #REF! | 0 | 0 | 0 | 0 | 4
[8 empty] | #REF! | #REF! | #REF! | #REF! | #REF! | #REF! |  | #REF! | #REF! | #REF! | #REF! | #REF! | 0 | 0 | 0 | 0 | 4
[8 empty] | #REF! | #REF! | #REF! | #REF! | #REF! | #REF! |  | #REF! | #REF! | #REF! | #REF! | #REF! | 0 | 0 | 0 | 0 | 4
[8 empty] | #REF! | #REF! | #REF! | #REF! | #REF! | #REF! |  | #REF! | #REF! | #REF! | #REF! | #REF! | 0 | 0 | 0 | 0 | 4
[8 empty] | #REF! | #REF! | #REF! | #REF! | #REF! | #REF! |  | #REF! | #REF! | #REF! | #REF! | #REF! | 0 | 0 | 0 | 0 | 4
[8 empty] | #REF! | #REF! | #REF! | #REF! | #REF! | #REF! |  | #REF! | #REF! | #REF! | #REF! | #REF! | 0 | 0 | 0 | 0 | 4
[8 empty] | #REF! | #REF! | #REF! | #REF! | #REF! | #REF! |  | #REF! | #REF! | #REF! | #REF! | #REF! | 0 | 0 | 0 | 0 | 4
[8 empty] | #REF! | #REF! | #REF! | #REF! | #REF! | #REF! |  | #REF! | #REF! | #REF! | #REF! | #REF! | 0 | 0 | 0 | 0 | 4
[8 empty] | #REF! | #REF! | #REF! | #REF! | #REF! | #REF! |  | #REF! | #REF! | #REF! | #REF! | #REF! | 0 | 0 | 0 | 0 | 4
[8 empty] | #REF! | #REF! | #REF! | #REF! | #REF! | #REF! |  | #REF! | #REF! | #REF! | #REF! | #REF! | 0 | 0 | 0 | 0 | 4
[8 empty] | #REF! | #REF! | #REF! | #REF! | #REF! | #REF! |  | #REF! | #REF! | #REF! | #REF! | #REF! | 0 | 0 | 0 | 0 | 4
[8 empty] | #REF! | #REF! | #REF! | #REF! | #REF! | #REF! |  | #REF! | #REF! | #REF! | #REF! | #REF! | 0 | 0 | 0 | 0 | 4
[8 empty] | #REF! | #REF! | #REF! | #REF! | #REF! | #REF! |  | #REF! | #REF! | #REF! | #REF! | #REF! | 0 | 0 | 0 | 0 | 4
[8 empty] | #REF! | #REF! | #REF! | #REF! | #REF! | #REF! |  | #REF! | #REF! | #REF! | #REF! | #REF! | 0 | 0 | 0 | 0 | 4
[8 empty] | #REF! | #REF! | #REF! | #REF! | #REF! | #REF! |  | #REF! | #REF! | #REF! | #REF! | #REF! | 0 | 0 | 0 | 0 | 4
[8 empty] | #REF! | #REF! | #REF! | #REF! | #REF! | #REF! |  | #REF! | #REF! | #REF! | #REF! | #REF! | 0 | 0 | 0 | 0 | 4
[8 empty] | #REF! | #REF! | #REF! | #REF! | #REF! | #REF! |  | #REF! | #REF! | #REF! | #REF! | #REF! | 0 | 0 | 0 | 0 | 4
[8 empty] | #REF! | #REF! | #REF! | #REF! | #REF! | #REF! |  | #REF! | #REF! | #REF! | #REF! | #REF! | 0 | 0 | 0 | 0 | 4
[8 empty] | #REF! | #REF! | #REF! | #REF! | #REF! | #REF! |  | #REF! | #REF! | #REF! | #REF! | #REF! | 0 | 0 | 0 | 0 | 4
[8 empty] | #REF! | #REF! | #REF! | #REF! | #REF! | #REF! |  | #REF! | #REF! | #REF! | #REF! | #REF! | 0 | 0 | 0 | 0 | 4
[8 empty] | #REF! | #REF! | #REF! | #REF! | #REF! | #REF! |  | #REF! | #REF! | #REF! | #REF! | #REF! | 0 | 0 | 0 | 0 | 4
[8 empty] | #REF! | #REF! | #REF! | #REF! | #REF! | #REF! |  | #REF! | #REF! | #REF! | #REF! | #REF! | 0 | 0 | 0 | 0 | 4
[8 empty] | #REF! | #REF! | #REF! | #REF! | #REF! | #REF! |  | #REF! | #REF! | #REF! | #REF! | #REF! | 0 | 0 | 0 | 0 | 4
[8 empty] | #REF! | #REF! | #REF! | #REF! | #REF! | #REF! |  | #REF! | #REF! | #REF! | #REF! | #REF! | 0 | 0 | 0 | 0 | 4
[8 empty] | #REF! | #REF! | #REF! | #REF! | #REF! | #REF! |  | #REF! | #REF! | #REF! | #REF! | #REF! | 0 | 0 | 0 | 0 | 4
[8 empty] | #REF! | #REF! | #REF! | #REF! | #REF! | #REF! |  | #REF! | #REF! | #REF! | #REF! | #REF! | 0 | 0 | 0 | 0 | 4
[8 empty] | #REF! | #REF! | #REF! | #REF! | #REF! | #REF! |  | #REF! | #REF! | #REF! | #REF! | #REF! | 0 | 0 | 0 | 0 | 4
[8 empty] | #REF! | #REF! | #REF! | #REF! | #REF! | #REF! |  | #REF! | #REF! | #REF! | #REF! | #REF! | 0 | 0 | 0 | 0 | 4
[8 empty] | #REF! | #REF! | #REF! | #REF! | #REF! | #REF! |  | #REF! | #REF! | #REF! | #REF! | #REF! | 0 | 0 | 0 | 0 | 4
[8 empty] | #REF! | #REF! | #REF! | #REF! | #REF! | #REF! |  | #REF! | #REF! | #REF! | #REF! | #REF! | 0 | 0 | 0 | 0 | 4
[8 empty] | #REF! | #REF! | #REF! | #REF! | #REF! | #REF! |  | #REF! | #REF! | #REF! | #REF! | #REF! | 0 | 0 | 0 | 0 | 4
[8 empty] | #REF! | #REF! | #REF! | #REF! | #REF! | #REF! |  | #REF! | #REF! | #REF! | #REF! | #REF! | 0 | 0 | 0 | 0 | 4
[8 empty] | #REF! | #REF! | #REF! | #REF! | #REF! | #REF! |  | #REF! | #REF! | #REF! | #REF! | #REF! | 0 | 0 | 0 | 0 | 4
[8 empty] | #REF! | #REF! | #REF! | #REF! | #REF! | #REF! |  | #REF! | #REF! | #REF! | #REF! | #REF! | 0 | 0 | 0 | 0 | 4
[8 empty] | #REF! | #REF! | #REF! | #REF! | #REF! | #REF! |  | #REF! | #REF! | #REF! | #REF! | #REF! | 0 | 0 | 0 | 0 | 4
[8 empty] | #REF! | #REF! | #REF! | #REF! | #REF! | #REF! |  | #REF! | #REF! | #REF! | #REF! | #REF! | 0 | 0 | 0 | 0 | 4
[8 empty] | #REF! | #REF! | #REF! | #REF! | #REF! | #REF! |  | #REF! | #REF! | #REF! | #REF! | #REF! | 0 | 0 | 0 | 0 | 4
[8 empty] | #REF! | #REF! | #REF! | #REF! | #REF! | #REF! |  | #REF! | #REF! | #REF! | #REF! | #REF! | 0 | 0 | 0 | 0 | 4
[8 empty] | #REF! | #REF! | #REF! | #REF! | #REF! | #REF! |  | #REF! | #REF! | #REF! | #REF! | #REF! | 0 | 0 | 0 | 0 | 4
[8 empty] | #REF! | #REF! | #REF! | #REF! | #REF! | #REF! |  | #REF! | #REF! | #REF! | #REF! | #REF! | 0 | 0 | 0 | 0 | 4
[8 empty] | #REF! | #REF! | #REF! | #REF! | #REF! | #REF! |  | #REF! | #REF! | #REF! | #REF! | #REF! | 0 | 0 | 0 | 0 | 4
[8 empty] | #REF! | #REF! | #REF! | #REF! | #REF! | #REF! |  | #REF! | #REF! | #REF! | #REF! | #REF! | 0 | 0 | 0 | 0 | 4
[8 empty] | #REF! | #REF! | #REF! | #REF! | #REF! | #REF! |  | #REF! | #REF! | #REF! | #REF! | #REF! | 0 | 0 | 0 | 0 | 4
[8 empty] | #REF! | #REF! | #REF! | #REF! | #REF! | #REF! |  | #REF! | #REF! | #REF! | #REF! | #REF! | 0 | 0 | 0 | 0 | 4
[8 empty] | #REF! | #REF! | #REF! | #REF! | #REF! | #REF! |  | #REF! | #REF! | #REF! | #REF! | #REF! | 0 | 0 | 0 | 0 | 4
[8 empty] | #REF! | #REF! | #REF! | #REF! | #REF! | #REF! |  | #REF! | #REF! | #REF! | #REF! | #REF! | 0 | 0 | 0 | 0 | 4
[8 empty] | #REF! | #REF! | #REF! | #REF! | #REF! | #REF! |  | #REF! | #REF! | #REF! | #REF! | #REF! | 0 | 0 | 0 | 0 | 4
[8 empty] | #REF! | #REF! | #REF! | #REF! | #REF! | #REF! |  | #REF! | #REF! | #REF! | #REF! | #REF! | 0 | 0 | 0 | 0 | 4
[8 empty] | #REF! | #REF! | #REF! | #REF! | #REF! | #REF! |  | #REF! | #REF! | #REF! | #REF! | #REF! | 0 | 0 | 0 | 0 | 4
[8 empty] | #REF! | #REF! | #REF! | #REF! | #REF! | #REF! |  | #REF! | #REF! | #REF! | #REF! | #REF! | 0 | 0 | 0 | 0 | 4
[8 empty] | #REF! | #REF! | #REF! | #REF! | #REF! | #REF! |  | #REF! | #REF! | #REF! | #REF! | #REF! | 0 | 0 | 0 | 0 | 4
[8 empty] | #REF! | #REF! | #REF! | #REF! | #REF! | #REF! |  | #REF! | #REF! | #REF! | #REF! | #REF! | 0 | 0 | 0 | 0 | 4
[8 empty] | #REF! | #REF! | #REF! | #REF! | #REF! | #REF! |  | #REF! | #REF! | #REF! | #REF! | #REF! | 0 | 0 | 0 | 0 | 4
[8 empty] | #REF! | #REF! | #REF! | #REF! | #REF! | #REF! |  | #REF! | #REF! | #REF! | #REF! | #REF! | 0 | 0 | 0 | 0 | 4
[8 empty] | #REF! | #REF! | #REF! | #REF! | #REF! | #REF! |  | #REF! | #REF! | #REF! | #REF! | #REF! | 0 | 0 | 0 | 0 | 4
[8 empty] | #REF! | #REF! | #REF! | #REF! | #REF! | #REF! |  | #REF! | #REF! | #REF! | #REF! | #REF! | 0 | 0 | 0 | 0 | 4
[8 empty] | #REF! | #REF! | #REF! | #REF! | #REF! | #REF! |  | #REF! | #REF! | #REF! | #REF! | #REF! | 0 | 0 | 0 | 0 | 4
[8 empty] | #REF! | #REF! | #REF! | #REF! | #REF! | #REF! |  | #REF! | #REF! | #REF! | #REF! | #REF! | 0 | 0 | 0 | 0 | 4
[8 empty] | #REF! | #REF! | #REF! | #REF! | #REF! | #REF! |  | #REF! | #REF! | #REF! | #REF! | #REF! | 0 | 0 | 0 | 0 | 4
[8 empty] | #REF! | #REF! | #REF! | #REF! | #REF! | #REF! |  | #REF! | #REF! | #REF! | #REF! | #REF! | 0 | 0 | 0 | 0 | 4
[8 empty] | #REF! | #REF! | #REF! | #REF! | #REF! | #REF! |  | #REF! | #REF! | #REF! | #REF! | #REF! | 0 | 0 | 0 | 0 | 4
[8 empty] | #REF! | #REF! | #REF! | #REF! | #REF! | #REF! |  | #REF! | #REF! | #REF! | #REF! | #REF! | 0 | 0 | 0 | 0 | 4
[8 empty] | #REF! | #REF! | #REF! | #REF! | #REF! | #REF! |  | #REF! | #REF! | #REF! | #REF! | #REF! | 0 | 0 | 0 | 0 | 4
[8 empty] | #REF! | #REF! | #REF! | #REF! | #REF! | #REF! |  | #REF! | #REF! | #REF! | #REF! | #REF! | 0 | 0 | 0 | 0 | 4
[8 empty] | #REF! | #REF! | #REF! | #REF! | #REF! | #REF! |  | #REF! | #REF! | #REF! | #REF! | #REF! | 0 | 0 | 0 | 0 | 4
[8 empty] | #REF! | #REF! | #REF! | #REF! | #REF! | #REF! |  | #REF! | #REF! | #REF! | #REF! | #REF! | 0 | 0 | 0 | 0 | 4
[8 empty] | #REF! | #REF! | #REF! | #REF! | #REF! | #REF! |  | #REF! | #REF! | #REF! | #REF! | #REF! | 0 | 0 | 0 | 0 | 4
[8 empty] | #REF! | #REF! | #REF! | #REF! | #REF! | #REF! |  | #REF! | #REF! | #REF! | #REF! | #REF! | 0 | 0 | 0 | 0 | 4
[8 empty] | #REF! | #REF! | #REF! | #REF! | #REF! | #REF! |  | #REF! | #REF! | #REF! | #REF! | #REF! | 0 | 0 | 0 | 0 | 4
[8 empty] | #REF! | #REF! | #REF! | #REF! | #REF! | #REF! |  | #REF! | #REF! | #REF! | #REF! | #REF! | 0 | 0 | 0 | 0 | 4
[8 empty] | #REF! | #REF! | #REF! | #REF! | #REF! | #REF! |  | #REF! | #REF! | #REF! | #REF! | #REF! | 0 | 0 | 0 | 0 | 4
[8 empty] | #REF! | #REF! | #REF! | #REF! | #REF! | #REF! |  | #REF! | #REF! | #REF! | #REF! | #REF! | 0 | 0 | 0 | 0 | 4
[8 empty] | #REF! | #REF! | #REF! | #REF! | #REF! | #REF! |  | #REF! | #REF! | #REF! | #REF! | #REF! | 0 | 0 | 0 | 0 | 4
[8 empty] | #REF! | #REF! | #REF! | #REF! | #REF! | #REF! |  | #REF! | #REF! | #REF! | #REF! | #REF! | 0 | 0 | 0 | 0 | 4
[8 empty] | #REF! | #REF! | #REF! | #REF! | #REF! | #REF! |  | #REF! | #REF! | #REF! | #REF! | #REF! | 0 | 0 | 0 | 0 | 4
[8 empty] | #REF! | #REF! | #REF! | #REF! | #REF! | #REF! |  | #REF! | #REF! | #REF! | #REF! | #REF! | 0 | 0 | 0 | 0 | 4
[8 empty] | #REF! | #REF! | #REF! | #REF! | #REF! | #REF! |  | #REF! | #REF! | #REF! | #REF! | #REF! | 0 | 0 | 0 | 0 | 4
[8 empty] | #REF! | #REF! | #REF! | #REF! | #REF! | #REF! |  | #REF! | #REF! | #REF! | #REF! | #REF! | 0 | 0 | 0 | 0 | 4
[8 empty] | #REF! | #REF! | #REF! | #REF! | #REF! | #REF! |  | #REF! | #REF! | #REF! | #REF! | #REF! | 0 | 0 | 0 | 0 | 4
[8 empty] | #REF! | #REF! | #REF! | #REF! | #REF! | #REF! |  | #REF! | #REF! | #REF! | #REF! | #REF! | 0 | 0 | 0 | 0 | 4
[8 empty] | #REF! | #REF! | #REF! | #REF! | #REF! | #REF! |  | #REF! | #REF! | #REF! | #REF! | #REF! | 0 | 0 | 0 | 0 | 4
[8 empty] | #REF! | #REF! | #REF! | #REF! | #REF! | #REF! |  | #REF! | #REF! | #REF! | #REF! | #REF! | 0 | 0 | 0 | 0 | 4
[8 empty] | #REF! | #REF! | #REF! | #REF! | #REF! | #REF! |  | #REF! | #REF! | #REF! | #REF! | #REF! | 0 | 0 | 0 | 0 | 4
[8 empty] | #REF! | #REF! | #REF! | #REF! | #REF! | #REF! |  | #REF! | #REF! | #REF! | #REF! | #REF! | 0 | 0 | 0 | 0 | 4
[8 empty] | #REF! | #REF! | #REF! | #REF! | #REF! | #REF! |  | #REF! | #REF! | #REF! | #REF! | #REF! | 0 | 0 | 0 | 0 | 4
[8 empty] | #REF! | #REF! | #REF! | #REF! | #REF! | #REF! |  | #REF! | #REF! | #REF! | #REF! | #REF! | 0 | 0 | 0 | 0 | 4
[8 empty] | #REF! | #REF! | #REF! | #REF! | #REF! | #REF! |  | #REF! | #REF! | #REF! | #REF! | #REF! | 0 | 0 | 0 | 0 | 4
[8 empty] | #REF! | #REF! | #REF! | #REF! | #REF! | #REF! |  | #REF! | #REF! | #REF! | #REF! | #REF! | 0 | 0 | 0 | 0 | 4
[8 empty] | #REF! | #REF! | #REF! | #REF! | #REF! | #REF! |  | #REF! | #REF! | #REF! | #REF! | #REF! | 0 | 0 | 0 | 0 | 4
[8 empty] | #REF! | #REF! | #REF! | #REF! | #REF! | #REF! |  | #REF! | #REF! | #REF! | #REF! | #REF! | 0 | 0 | 0 | 0 | 4
[8 empty] | #REF! | #REF! | #REF! | #REF! | #REF! | #REF! |  | #REF! | #REF! | #REF! | #REF! | #REF! | 0 | 0 | 0 | 0 | 4
[8 empty] | #REF! | #REF! | #REF! | #REF! | #REF! | #REF! |  | #REF! | #REF! | #REF! | #REF! | #REF! | 0 | 0 | 0 | 0 | 4
[8 empty] | #REF! | #REF! | #REF! | #REF! | #REF! | #REF! |  | #REF! | #REF! | #REF! | #REF! | #REF! | 0 | 0 | 0 | 0 | 4
[8 empty] | #REF! | #REF! | #REF! | #REF! | #REF! | #REF! |  | #REF! | #REF! | #REF! | #REF! | #REF! | 0 | 0 | 0 | 0 | 4
[8 empty] | #REF! | #REF! | #REF! | #REF! | #REF! | #REF! |  | #REF! | #REF! | #REF! | #REF! | #REF! | 0 | 0 | 0 | 0 | 4
[8 empty] | #REF! | #REF! | #REF! | #REF! | #REF! | #REF! |  | #REF! | #REF! | #REF! | #REF! | #REF! | 0 | 0 | 0 | 0 | 4
[8 empty] | #REF! | #REF! | #REF! | #REF! | #REF! | #REF! |  | #REF! | #REF! | #REF! | #REF! | #REF! | 0 | 0 | 0 | 0 | 4
[8 empty] | #REF! | #REF! | #REF! | #REF! | #REF! | #REF! |  | #REF! | #REF! | #REF! | #REF! | #REF! | 0 | 0 | 0 | 0 | 4
[8 empty] | #REF! | #REF! | #REF! | #REF! | #REF! | #REF! |  | #REF! | #REF! | #REF! | #REF! | #REF! | 0 | 0 | 0 | 0 | 4
[8 empty] | #REF! | #REF! | #REF! | #REF! | #REF! | #REF! |  | #REF! | #REF! | #REF! | #REF! | #REF! | 0 | 0 | 0 | 0 | 4
[8 empty] | #REF! | #REF! | #REF! | #REF! | #REF! | #REF! |  | #REF! | #REF! | #REF! | #REF! | #REF! | 0 | 0 | 0 | 0 | 4
[8 empty] | #REF! | #REF! | #REF! | #REF! | #REF! | #REF! |  | #REF! | #REF! | #REF! | #REF! | #REF! | 0 | 0 | 0 | 0 | 4
[8 empty] | #REF! | #REF! | #REF! | #REF! | #REF! | #REF! |  | #REF! | #REF! | #REF! | #REF! | #REF! | 0 | 0 | 0 | 0 | 4
[8 empty] | #REF! | #REF! | #REF! | #REF! | #REF! | #REF! |  | #REF! | #REF! | #REF! | #REF! | #REF! | 0 | 0 | 0 | 0 | 4
[8 empty] | #REF! | #REF! | #REF! | #REF! | #REF! | #REF! |  | #REF! | #REF! | #REF! | #REF! | #REF! | 0 | 0 | 0 | 0 | 4
[8 empty] | #REF! | #REF! | #REF! | #REF! | #REF! | #REF! |  | #REF! | #REF! | #REF! | #REF! | #REF! | 0 | 0 | 0 | 0 | 4
[8 empty] | #REF! | #REF! | #REF! | #REF! | #REF! | #REF! |  | #REF! | #REF! | #REF! | #REF! | #REF! | 0 | 0 | 0 | 0 | 4
[8 empty] | #REF! | #REF! | #REF! | #REF! | #REF! | #REF! |  | #REF! | #REF! | #REF! | #REF! | #REF! | 0 | 0 | 0 | 0 | 4
[8 empty] | #REF! | #REF! | #REF! | #REF! | #REF! | #REF! |  | #REF! | #REF! | #REF! | #REF! | #REF! | 0 | 0 | 0 | 0 | 4
[8 empty] | #REF! | #REF! | #REF! | #REF! | #REF! | #REF! |  | #REF! | #REF! | #REF! | #REF! | #REF! | 0 | 0 | 0 | 0 | 4
[8 empty] | #REF! | #REF! | #REF! | #REF! | #REF! | #REF! |  | #REF! | #REF! | #REF! | #REF! | #REF! | 0 | 0 | 0 | 0 | 4
[8 empty] | #REF! | #REF! | #REF! | #REF! | #REF! | #REF! |  | #REF! | #REF! | #REF! | #REF! | #REF! | 0 | 0 | 0 | 0 | 4
[8 empty] | #REF! | #REF! | #REF! | #REF! | #REF! | #REF! |  | #REF! | #REF! | #REF! | #REF! | #REF! | 0 | 0 | 0 | 0 | 4
[8 empty] | #REF! | #REF! | #REF! | #REF! | #REF! | #REF! |  | #REF! | #REF! | #REF! | #REF! | #REF! | 0 | 0 | 0 | 0 | 4
[8 empty] | #REF! | #REF! | #REF! | #REF! | #REF! | #REF! |  | #REF! | #REF! | #REF! | #REF! | #REF! | 0 | 0 | 0 | 0 | 4
[8 empty] | #REF! | #REF! | #REF! | #REF! | #REF! | #REF! |  | #REF! | #REF! | #REF! | #REF! | #REF! | 0 | 0 | 0 | 0 | 4
[8 empty] | #REF! | #REF! | #REF! | #REF! | #REF! | #REF! |  | #REF! | #REF! | #REF! | #REF! | #REF! | 0 | 0 | 0 | 0 | 4
[8 empty] | #REF! | #REF! | #REF! | #REF! | #REF! | #REF! |  | #REF! | #REF! | #REF! | #REF! | #REF! | 0 | 0 | 0 | 0 | 4
[8 empty] | #REF! | #REF! | #REF! | #REF! | #REF! | #REF! |  | #REF! | #REF! | #REF! | #REF! | #REF! | 0 | 0 | 0 | 0 | 4
[8 empty] | #REF! | #REF! | #REF! | #REF! | #REF! | #REF! |  | #REF! | #REF! | #REF! | #REF! | #REF! | 0 | 0 | 0 | 0 | 4
[8 empty] | #REF! | #REF! | #REF! | #REF! | #REF! | #REF! |  | #REF! | #REF! | #REF! | #REF! | #REF! | 0 | 0 | 0 | 0 | 4
[8 empty] | #REF! | #REF! | #REF! | #REF! | #REF! | #REF! |  | #REF! | #REF! | #REF! | #REF! | #REF! | 0 | 0 | 0 | 0 | 4
[8 empty] | #REF! | #REF! | #REF! | #REF! | #REF! | #REF! |  | #REF! | #REF! | #REF! | #REF! | #REF! | 0 | 0 | 0 | 0 | 4
[8 empty] | #REF! | #REF! | #REF! | #REF! | #REF! | #REF! |  | #REF! | #REF! | #REF! | #REF! | #REF! | 0 | 0 | 0 | 0 | 4
[8 empty] | #REF! | #REF! | #REF! | #REF! | #REF! | #REF! |  | #REF! | #REF! | #REF! | #REF! | #REF! | 0 | 0 | 0 | 0 | 4
[8 empty] | #REF! | #REF! | #REF! | #REF! | #REF! | #REF! |  | #REF! | #REF! | #REF! | #REF! | #REF! | 0 | 0 | 0 | 0 | 4
[8 empty] | #REF! | #REF! | #REF! | #REF! | #REF! | #REF! |  | #REF! | #REF! | #REF! | #REF! | #REF! | 0 | 0 | 0 | 0 | 4
[8 empty] | #REF! | #REF! | #REF! | #REF! | #REF! | #REF! |  | #REF! | #REF! | #REF! | #REF! | #REF! | 0 | 0 | 0 | 0 | 4
[8 empty] | #REF! | #REF! | #REF! | #REF! | #REF! | #REF! |  | #REF! | #REF! | #REF! | #REF! | #REF! | 0 | 0 | 0 | 0 | 4
[8 empty] | #REF! | #REF! | #REF! | #REF! | #REF! | #REF! |  | #REF! | #REF! | #REF! | #REF! | #REF! | 0 | 0 | 0 | 0 | 4
[8 empty] | #REF! | #REF! | #REF! | #REF! | #REF! | #REF! |  | #REF! | #REF! | #REF! | #REF! | #REF! | 0 | 0 | 0 | 0 | 4
[8 empty] | #REF! | #REF! | #REF! | #REF! | #REF! | #REF! |  | #REF! | #REF! | #REF! | #REF! | #REF! | 0 | 0 | 0 | 0 | 4
[8 empty] | #REF! | #REF! | #REF! | #REF! | #REF! | #REF! |  | #REF! | #REF! | #REF! | #REF! | #REF! | 0 | 0 | 0 | 0 | 4
[8 empty] | #REF! | #REF! | #REF! | #REF! | #REF! | #REF! |  | #REF! | #REF! | #REF! | #REF! | #REF! | 0 | 0 | 0 | 0 | 4
[8 empty] | #REF! | #REF! | #REF! | #REF! | #REF! | #REF! |  | #REF! | #REF! | #REF! | #REF! | #REF! | 0 | 0 | 0 | 0 | 4
[8 empty] | #REF! | #REF! | #REF! | #REF! | #REF! | #REF! |  | #REF! | #REF! | #REF! | #REF! | #REF! | 0 | 0 | 0 | 0 | 4
[8 empty] | #REF! | #REF! | #REF! | #REF! | #REF! | #REF! |  | #REF! | #REF! | #REF! | #REF! | #REF! | 0 | 0 | 0 | 0 | 4
[8 empty] | #REF! | #REF! | #REF! | #REF! | #REF! | #REF! |  | #REF! | #REF! | #REF! | #REF! | #REF! | 0 | 0 | 0 | 0 | 4
[8 empty] | #REF! | #REF! | #REF! | #REF! | #REF! | #REF! |  | #REF! | #REF! | #REF! | #REF! | #REF! | 0 | 0 | 0 | 0 | 4
[8 empty] | #REF! | #REF! | #REF! | #REF! | #REF! | #REF! |  | #REF! | #REF! | #REF! | #REF! | #REF! | 0 | 0 | 0 | 0 | 4
[8 empty] | #REF! | #REF! | #REF! | #REF! | #REF! | #REF! |  | #REF! | #REF! | #REF! | #REF! | #REF! | 0 | 0 | 0 | 0 | 4
[8 empty] | #REF! | #REF! | #REF! | #REF! | #REF! | #REF! |  | #REF! | #REF! | #REF! | #REF! | #REF! | 0 | 0 | 0 | 0 | 4
[8 empty] | #REF! | #REF! | #REF! | #REF! | #REF! | #REF! |  | #REF! | #REF! | #REF! | #REF! | #REF! | 0 | 0 | 0 | 0 | 4
[8 empty] | #REF! | #REF! | #REF! | #REF! | #REF! | #REF! |  | #REF! | #REF! | #REF! | #REF! | #REF! | 0 | 0 | 0 | 0 | 4
[8 empty] | #REF! | #REF! | #REF! | #REF! | #REF! | #REF! |  | #REF! | #REF! | #REF! | #REF! | #REF! | 0 | 0 | 0 | 0 | 4
[8 empty] | #REF! | #REF! | #REF! | #REF! | #REF! | #REF! |  | #REF! | #REF! | #REF! | #REF! | #REF! | 0 | 0 | 0 | 0 | 4
[8 empty] | #REF! | #REF! | #REF! | #REF! | #REF! | #REF! |  | #REF! | #REF! | #REF! | #REF! | #REF! | 0 | 0 | 0 | 0 | 4
[8 empty] | #REF! | #REF! | #REF! | #REF! | #REF! | #REF! |  | #REF! | #REF! | #REF! | #REF! | #REF! | 0 | 0 | 0 | 0 | 4
[8 empty] | #REF! | #REF! | #REF! | #REF! | #REF! | #REF! |  | #REF! | #REF! | #REF! | #REF! | #REF! | 0 | 0 | 0 | 0 | 4
[8 empty] | #REF! | #REF! | #REF! | #REF! | #REF! | #REF! |  | #REF! | #REF! | #REF! | #REF! | #REF! | 0 | 0 | 0 | 0 | 4
[8 empty] | #REF! | #REF! | #REF! | #REF! | #REF! | #REF! |  | #REF! | #REF! | #REF! | #REF! | #REF! | 0 | 0 | 0 | 0 | 4
[8 empty] | #REF! | #REF! | #REF! | #REF! | #REF! | #REF! |  | #REF! | #REF! | #REF! | #REF! | #REF! | 0 | 0 | 0 | 0 | 4
[8 empty] | #REF! | #REF! | #REF! | #REF! | #REF! | #REF! |  | #REF! | #REF! | #REF! | #REF! | #REF! | 0 | 0 | 0 | 0 | 4
[8 empty] | #REF! | #REF! | #REF! | #REF! | #REF! | #REF! |  | #REF! | #REF! | #REF! | #REF! | #REF! | 0 | 0 | 0 | 0 | 4
[8 empty] | #REF! | #REF! | #REF! | #REF! | #REF! | #REF! |  | #REF! | #REF! | #REF! | #REF! | #REF! | 0 | 0 | 0 | 0 | 4
[8 empty] | #REF! | #REF! | #REF! | #REF! | #REF! | #REF! |  | #REF! | #REF! | #REF! | #REF! | #REF! | 0 | 0 | 0 | 0 | 4
[8 empty] | #REF! | #REF! | #REF! | #REF! | #REF! | #REF! |  | #REF! | #REF! | #REF! | #REF! | #REF! | 0 | 0 | 0 | 0 | 4
[8 empty] | #REF! | #REF! | #REF! | #REF! | #REF! | #REF! |  | #REF! | #REF! | #REF! | #REF! | #REF! | 0 | 0 | 0 | 0 | 4
[8 empty] | #REF! | #REF! | #REF! | #REF! | #REF! | #REF! |  | #REF! | #REF! | #REF! | #REF! | #REF! | 0 | 0 | 0 | 0 | 4
[8 empty] | #REF! | #REF! | #REF! | #REF! | #REF! | #REF! |  | #REF! | #REF! | #REF! | #REF! | #REF! | 0 | 0 | 0 | 0 | 4
[8 empty] | #REF! | #REF! | #REF! | #REF! | #REF! | #REF! |  | #REF! | #REF! | #REF! | #REF! | #REF! | 0 | 0 | 0 | 0 | 4
[8 empty] | #REF! | #REF! | #REF! | #REF! | #REF! | #REF! |  | #REF! | #REF! | #REF! | #REF! | #REF! | 0 | 0 | 0 | 0 | 4
[8 empty] | #REF! | #REF! | #REF! | #REF! | #REF! | #REF! |  | #REF! | #REF! | #REF! | #REF! | #REF! | 0 | 0 | 0 | 0 | 4
[8 empty] | #REF! | #REF! | #REF! | #REF! | #REF! | #REF! |  | #REF! | #REF! | #REF! | #REF! | #REF! | 0 | 0 | 0 | 0 | 4
[8 empty] | #REF! | #REF! | #REF! | #REF! | #REF! | #REF! |  | #REF! | #REF! | #REF! | #REF! | #REF! | 0 | 0 | 0 | 0 | 4
[8 empty] | #REF! | #REF! | #REF! | #REF! | #REF! | #REF! |  | #REF! | #REF! | #REF! | #REF! | #REF! | 0 | 0 | 0 | 0 | 4
[8 empty] | #REF! | #REF! | #REF! | #REF! | #REF! | #REF! |  | #REF! | #REF! | #REF! | #REF! | #REF! | 0 | 0 | 0 | 0 | 4
[8 empty] | #REF! | #REF! | #REF! | #REF! | #REF! | #REF! |  | #REF! | #REF! | #REF! | #REF! | #REF! | 0 | 0 | 0 | 0 | 4
[8 empty] | #REF! | #REF! | #REF! | #REF! | #REF! | #REF! |  | #REF! | #REF! | #REF! | #REF! | #REF! | 0 | 0 | 0 | 0 | 4
[8 empty] | #REF! | #REF! | #REF! | #REF! | #REF! | #REF! |  | #REF! | #REF! | #REF! | #REF! | #REF! | 0 | 0 | 0 | 0 | 4
[8 empty] | #REF! | #REF! | #REF! | #REF! | #REF! | #REF! |  | #REF! | #REF! | #REF! | #REF! | #REF! | 0 | 0 | 0 | 0 | 4
[8 empty] | #REF! | #REF! | #REF! | #REF! | #REF! | #REF! |  | #REF! | #REF! | #REF! | #REF! | #REF! | 0 | 0 | 0 | 0 | 4
[8 empty] | #REF! | #REF! | #REF! | #REF! | #REF! | #REF! |  | #REF! | #REF! | #REF! | #REF! | #REF! | 0 | 0 | 0 | 0 | 4
[8 empty] | #REF! | #REF! | #REF! | #REF! | #REF! | #REF! |  | #REF! | #REF! | #REF! | #REF! | #REF! | 0 | 0 | 0 | 0 | 4
[8 empty] | #REF! | #REF! | #REF! | #REF! | #REF! | #REF! |  | #REF! | #REF! | #REF! | #REF! | #REF! | 0 | 0 | 0 | 0 | 4
[8 empty] | #REF! | #REF! | #REF! | #REF! | #REF! | #REF! |  | #REF! | #REF! | #REF! | #REF! | #REF! | 0 | 0 | 0 | 0 | 4
[8 empty] | #REF! | #REF! | #REF! | #REF! | #REF! | #REF! |  | #REF! | #REF! | #REF! | #REF! | #REF! | 0 | 0 | 0 | 0 | 4
[8 empty] | #REF! | #REF! | #REF! | #REF! | #REF! | #REF! |  | #REF! | #REF! | #REF! | #REF! | #REF! | 0 | 0 | 0 | 0 | 4
[8 empty] | #REF! | #REF! | #REF! | #REF! | #REF! | #REF! |  | #REF! | #REF! | #REF! | #REF! | #REF! | 0 | 0 | 0 | 0 | 4
[8 empty] | #REF! | #REF! | #REF! | #REF! | #REF! | #REF! |  | #REF! | #REF! | #REF! | #REF! | #REF! | 0 | 0 | 0 | 0 | 4
[8 empty] | #REF! | #REF! | #REF! | #REF! | #REF! | #REF! |  | #REF! | #REF! | #REF! | #REF! | #REF! | 0 | 0 | 0 | 0 | 4
[8 empty] | #REF! | #REF! | #REF! | #REF! | #REF! | #REF! |  | #REF! | #REF! | #REF! | #REF! | #REF! | 0 | 0 | 0 | 0 | 4
[8 empty] | #REF! | #REF! | #REF! | #REF! | #REF! | #REF! |  | #REF! | #REF! | #REF! | #REF! | #REF! | 0 | 0 | 0 | 0 | 4
[8 empty] | #REF! | #REF! | #REF! | #REF! | #REF! | #REF! |  | #REF! | #REF! | #REF! | #REF! | #REF! | 0 | 0 | 0 | 0 | 4
[8 empty] | #REF! | #REF! | #REF! | #REF! | #REF! | #REF! |  | #REF! | #REF! | #REF! | #REF! | #REF! | 0 | 0 | 0 | 0 | 4
[8 empty] | #REF! | #REF! | #REF! | #REF! | #REF! | #REF! |  | #REF! | #REF! | #REF! | #REF! | #REF! | 0 | 0 | 0 | 0 | 4
[8 empty] | #REF! | #REF! | #REF! | #REF! | #REF! | #REF! |  | #REF! | #REF! | #REF! | #REF! | #REF! | 0 | 0 | 0 | 0 | 4
[8 empty] | #REF! | #REF! | #REF! | #REF! | #REF! | #REF! |  | #REF! | #REF! | #REF! | #REF! | #REF! | 0 | 0 | 0 | 0 | 4
[8 empty] | #REF! | #REF! | #REF! | #REF! | #REF! | #REF! |  | #REF! | #REF! | #REF! | #REF! | #REF! | 0 | 0 | 0 | 0 | 4
[8 empty] | #REF! | #REF! | #REF! | #REF! | #REF! | #REF! |  | #REF! | #REF! | #REF! | #REF! | #REF! | 0 | 0 | 0 | 0 | 4
[8 empty] | #REF! | #REF! | #REF! | #REF! | #REF! | #REF! |  | #REF! | #REF! | #REF! | #REF! | #REF! | 0 | 0 | 0 | 0 | 4
[8 empty] | #REF! | #REF! | #REF! | #REF! | #REF! | #REF! |  | #REF! | #REF! | #REF! | #REF! | #REF! | 0 | 0 | 0 | 0 | 4
[8 empty] | #REF! | #REF! | #REF! | #REF! | #REF! | #REF! |  | #REF! | #REF! | #REF! | #REF! | #REF! | 0 | 0 | 0 | 0 | 4
[8 empty] | #REF! | #REF! | #REF! | #REF! | #REF! | #REF! |  | #REF! | #REF! | #REF! | #REF! | #REF! | 0 | 0 | 0 | 0 | 4
[8 empty] | #REF! | #REF! | #REF! | #REF! | #REF! | #REF! |  | #REF! | #REF! | #REF! | #REF! | #REF! | 0 | 0 | 0 | 0 | 4
[8 empty] | #REF! | #REF! | #REF! | #REF! | #REF! | #REF! |  | #REF! | #REF! | #REF! | #REF! | #REF! | 0 | 0 | 0 | 0 | 4
[8 empty] | #REF! | #REF! | #REF! | #REF! | #REF! | #REF! |  | #REF! | #REF! | #REF! | #REF! | #REF! | 0 | 0 | 0 | 0 | 4
[8 empty] | #REF! | #REF! | #REF! | #REF! | #REF! | #REF! |  | #REF! | #REF! | #REF! | #REF! | #REF! | 0 | 0 | 0 | 0 | 4
[8 empty] | #REF! | #REF! | #REF! | #REF! | #REF! | #REF! |  | #REF! | #REF! | #REF! | #REF! | #REF! | 0 | 0 | 0 | 0 | 4
[8 empty] | #REF! | #REF! | #REF! | #REF! | #REF! | #REF! |  | #REF! | #REF! | #REF! | #REF! | #REF! | 0 | 0 | 0 | 0 | 4
[8 empty] | #REF! | #REF! | #REF! | #REF! | #REF! | #REF! |  | #REF! | #REF! | #REF! | #REF! | #REF! | 0 | 0 | 0 | 0 | 4
[8 empty] | #REF! | #REF! | #REF! | #REF! | #REF! | #REF! |  | #REF! | #REF! | #REF! | #REF! | #REF! | 0 | 0 | 0 | 0 | 4
[8 empty] | #REF! | #REF! | #REF! | #REF! | #REF! | #REF! |  | #REF! | #REF! | #REF! | #REF! | #REF! | 0 | 0 | 0 | 0 | 4
[8 empty] | #REF! | #REF! | #REF! | #REF! | #REF! | #REF! |  | #REF! | #REF! | #REF! | #REF! | #REF! | 0 | 0 | 0 | 0 | 4
[8 empty] | #REF! | #REF! | #REF! | #REF! | #REF! | #REF! |  | #REF! | #REF! | #REF! | #REF! | #REF! | 0 | 0 | 0 | 0 | 4
[8 empty] | #REF! | #REF! | #REF! | #REF! | #REF! | #REF! |  | #REF! | #REF! | #REF! | #REF! | #REF! | 0 | 0 | 0 | 0 | 4
[8 empty] | #REF! | #REF! | #REF! | #REF! | #REF! | #REF! |  | #REF! | #REF! | #REF! | #REF! | #REF! | 0 | 0 | 0 | 0 | 4
[8 empty] | #REF! | #REF! | #REF! | #REF! | #REF! | #REF! |  | #REF! | #REF! | #REF! | #REF! | #REF! | 0 | 0 | 0 | 0 | 4
[8 empty] | #REF! | #REF! | #REF! | #REF! | #REF! | #REF! |  | #REF! | #REF! | #REF! | #REF! | #REF! | 0 | 0 | 0 | 0 | 4
[8 empty] | #REF! | #REF! | #REF! | #REF! | #REF! | #REF! |  | #REF! | #REF! | #REF! | #REF! | #REF! | 0 | 0 | 0 | 0 | 4
[8 empty] | #REF! | #REF! | #REF! | #REF! | #REF! | #REF! |  | #REF! | #REF! | #REF! | #REF! | #REF! | 0 | 0 | 0 | 0 | 4
[8 empty] | #REF! | #REF! | #REF! | #REF! | #REF! | #REF! |  | #REF! | #REF! | #REF! | #REF! | #REF! | 0 | 0 | 0 | 0 | 4
[8 empty] | #REF! | #REF! | #REF! | #REF! | #REF! | #REF! |  | #REF! | #REF! | #REF! | #REF! | #REF! | 0 | 0 | 0 | 0 | 4
[8 empty] | #REF! | #REF! | #REF! | #REF! | #REF! | #REF! |  | #REF! | #REF! | #REF! | #REF! | #REF! | 0 | 0 | 0 | 0 | 4
[8 empty] | #REF! | #REF! | #REF! | #REF! | #REF! | #REF! |  | #REF! | #REF! | #REF! | #REF! | #REF! | 0 | 0 | 0 | 0 | 4
[8 empty] | #REF! | #REF! | #REF! | #REF! | #REF! | #REF! |  | #REF! | #REF! | #REF! | #REF! | #REF! | 0 | 0 | 0 | 0 | 4
[8 empty] | #REF! | #REF! | #REF! | #REF! | #REF! | #REF! |  | #REF! | #REF! | #REF! | #REF! | #REF! | 0 | 0 | 0 | 0 | 4
[8 empty] | #REF! | #REF! | #REF! | #REF! | #REF! | #REF! |  | #REF! | #REF! | #REF! | #REF! | #REF! | 0 | 0 | 0 | 0 | 4
[8 empty] | #REF! | #REF! | #REF! | #REF! | #REF! | #REF! |  | #REF! | #REF! | #REF! | #REF! | #REF! | 0 | 0 | 0 | 0 | 4
[8 empty] | #REF! | #REF! | #REF! | #REF! | #REF! | #REF! |  | #REF! | #REF! | #REF! | #REF! | #REF! | 0 | 0 | 0 | 0 | 4
[8 empty] | #REF! | #REF! | #REF! | #REF! | #REF! | #REF! |  | #REF! | #REF! | #REF! | #REF! | #REF! | 0 | 0 | 0 | 0 | 4
[8 empty] | #REF! | #REF! | #REF! | #REF! | #REF! | #REF! |  | #REF! | #REF! | #REF! | #REF! | #REF! | 0 | 0 | 0 | 0 | 4
[8 empty] | #REF! | #REF! | #REF! | #REF! | #REF! | #REF! |  | #REF! | #REF! | #REF! | #REF! | #REF! | 0 | 0 | 0 | 0 | 4
[8 empty] | #REF! | #REF! | #REF! | #REF! | #REF! | #REF! |  | #REF! | #REF! | #REF! | #REF! | #REF! | 0 | 0 | 0 | 0 | 4
[8 empty] | #REF! | #REF! | #REF! | #REF! | #REF! | #REF! |  | #REF! | #REF! | #REF! | #REF! | #REF! | 0 | 0 | 0 | 0 | 4
[8 empty] | #REF! | #REF! | #REF! | #REF! | #REF! | #REF! |  | #REF! | #REF! | #REF! | #REF! | #REF! | 0 | 0 | 0 | 0 | 4
[8 empty] | #REF! | #REF! | #REF! | #REF! | #REF! | #REF! |  | #REF! | #REF! | #REF! | #REF! | #REF! | 0 | 0 | 0 | 0 | 4
[8 empty] | #REF! | #REF! | #REF! | #REF! | #REF! | #REF! |  | #REF! | #REF! | #REF! | #REF! | #REF! | 0 | 0 | 0 | 0 | 4
[8 empty] | #REF! | #REF! | #REF! | #REF! | #REF! | #REF! |  | #REF! | #REF! | #REF! | #REF! | #REF! | 0 | 0 | 0 | 0 | 4
[8 empty] | #REF! | #REF! | #REF! | #REF! | #REF! | #REF! |  | #REF! | #REF! | #REF! | #REF! | #REF! | 0 | 0 | 0 | 0 | 4
[8 empty] | #REF! | #REF! | #REF! | #REF! | #REF! | #REF! |  | #REF! | #REF! | #REF! | #REF! | #REF! | 0 | 0 | 0 | 0 | 4
[8 empty] | #REF! | #REF! | #REF! | #REF! | #REF! | #REF! |  | #REF! | #REF! | #REF! | #REF! | #REF! | 0 | 0 | 0 | 0 | 4
[8 empty] | #REF! | #REF! | #REF! | #REF! | #REF! | #REF! |  | #REF! | #REF! | #REF! | #REF! | #REF! | 0 | 0 | 0 | 0 | 4
[8 empty] | #REF! | #REF! | #REF! | #REF! | #REF! | #REF! |  | #REF! | #REF! | #REF! | #REF! | #REF! | 0 | 0 | 0 | 0 | 4
[8 empty] | #REF! | #REF! | #REF! | #REF! | #REF! | #REF! |  | #REF! | #REF! | #REF! | #REF! | #REF! | 0 | 0 | 0 | 0 | 4
[8 empty] | #REF! | #REF! | #REF! | #REF! | #REF! | #REF! |  | #REF! | #REF! | #REF! | #REF! | #REF! | 0 | 0 | 0 | 0 | 4
[8 empty] | #REF! | #REF! | #REF! | #REF! | #REF! | #REF! |  | #REF! | #REF! | #REF! | #REF! | #REF! | 0 | 0 | 0 | 0 | 4
[8 empty] | #REF! | #REF! | #REF! | #REF! | #REF! | #REF! |  | #REF! | #REF! | #REF! | #REF! | #REF! | 0 | 0 | 0 | 0 | 4
[8 empty] | #REF! | #REF! | #REF! | #REF! | #REF! | #REF! |  | #REF! | #REF! | #REF! | #REF! | #REF! | 0 | 0 | 0 | 0 | 4
[8 empty] | #REF! | #REF! | #REF! | #REF! | #REF! | #REF! |  | #REF! | #REF! | #REF! | #REF! | #REF! | 0 | 0 | 0 | 0 | 4
[8 empty] | #REF! | #REF! | #REF! | #REF! | #REF! | #REF! |  | #REF! | #REF! | #REF! | #REF! | #REF! | 0 | 0 | 0 | 0 | 4
[8 empty] | #REF! | #REF! | #REF! | #REF! | #REF! | #REF! |  | #REF! | #REF! | #REF! | #REF! | #REF! | 0 | 0 | 0 | 0 | 4
[8 empty] | #REF! | #REF! | #REF! | #REF! | #REF! | #REF! |  | #REF! | #REF! | #REF! | #REF! | #REF! | 0 | 0 | 0 | 0 | 4
[8 empty] | #REF! | #REF! | #REF! | #REF! | #REF! | #REF! |  | #REF! | #REF! | #REF! | #REF! | #REF! | 0 | 0 | 0 | 0 | 4
[8 empty] | #REF! | #REF! | #REF! | #REF! | #REF! | #REF! |  | #REF! | #REF! | #REF! | #REF! | #REF! | 0 | 0 | 0 | 0 | 4
[8 empty] | #REF! | #REF! | #REF! | #REF! | #REF! | #REF! |  | #REF! | #REF! | #REF! | #REF! | #REF! | 0 | 0 | 0 | 0 | 4
[8 empty] | #REF! | #REF! | #REF! | #REF! | #REF! | #REF! |  | #REF! | #REF! | #REF! | #REF! | #REF! | 0 | 0 | 0 | 0 | 4
[8 empty] | #REF! | #REF! | #REF! | #REF! | #REF! | #REF! |  | #REF! | #REF! | #REF! | #REF! | #REF! | 0 | 0 | 0 | 0 | 4
[8 empty] | #REF! | #REF! | #REF! | #REF! | #REF! | #REF! |  | #REF! | #REF! | #REF! | #REF! | #REF! | 0 | 0 | 0 | 0 | 4
[8 empty] | #REF! | #REF! | #REF! | #REF! | #REF! | #REF! |  | #REF! | #REF! | #REF! | #REF! | #REF! | 0 | 0 | 0 | 0 | 4
[8 empty] | #REF! | #REF! | #REF! | #REF! | #REF! | #REF! |  | #REF! | #REF! | #REF! | #REF! | #REF! | 0 | 0 | 0 | 0 | 4
[8 empty] | #REF! | #REF! | #REF! | #REF! | #REF! | #REF! |  | #REF! | #REF! | #REF! | #REF! | #REF! | 0 | 0 | 0 | 0 | 4
[8 empty] | #REF! | #REF! | #REF! | #REF! | #REF! | #REF! |  | #REF! | #REF! | #REF! | #REF! | #REF! | 0 | 0 | 0 | 0 | 4
[8 empty] | #REF! | #REF! | #REF! | #REF! | #REF! | #REF! |  | #REF! | #REF! | #REF! | #REF! | #REF! | 0 | 0 | 0 | 0 | 4
[8 empty] | #REF! | #REF! | #REF! | #REF! | #REF! | #REF! |  | #REF! | #REF! | #REF! | #REF! | #REF! | 0 | 0 | 0 | 0 | 4
[8 empty] | #REF! | #REF! | #REF! | #REF! | #REF! | #REF! |  | #REF! | #REF! | #REF! | #REF! | #REF! | 0 | 0 | 0 | 0 | 4
[8 empty] | #REF! | #REF! | #REF! | #REF! | #REF! | #REF! |  | #REF! | #REF! | #REF! | #REF! | #REF! | 0 | 0 | 0 | 0 | 4
[8 empty] | #REF! | #REF! | #REF! | #REF! | #REF! | #REF! |  | #REF! | #REF! | #REF! | #REF! | #REF! | 0 | 0 | 0 | 0 | 4
[8 empty] | #REF! | #REF! | #REF! | #REF! | #REF! | #REF! |  | #REF! | #REF! | #REF! | #REF! | #REF! | 0 | 0 | 0 | 0 | 4
[8 empty] | #REF! | #REF! | #REF! | #REF! | #REF! | #REF! |  | #REF! | #REF! | #REF! | #REF! | #REF! | 0 | 0 | 0 | 0 | 4
[8 empty] | #REF! | #REF! | #REF! | #REF! | #REF! | #REF! |  | #REF! | #REF! | #REF! | #REF! | #REF! | 0 | 0 | 0 | 0 | 4
[8 empty] | #REF! | #REF! | #REF! | #REF! | #REF! | #REF! |  | #REF! | #REF! | #REF! | #REF! | #REF! | 0 | 0 | 0 | 0 | 4
[8 empty] | #REF! | #REF! | #REF! | #REF! | #REF! | #REF! |  | #REF! | #REF! | #REF! | #REF! | #REF! | 0 | 0 | 0 | 0 | 4
[8 empty] | #REF! | #REF! | #REF! | #REF! | #REF! | #REF! |  | #REF! | #REF! | #REF! | #REF! | #REF! | 0 | 0 | 0 | 0 | 4
[8 empty] | #REF! | #REF! | #REF! | #REF! | #REF! | #REF! |  | #REF! | #REF! | #REF! | #REF! | #REF! | 0 | 0 | 0 | 0 | 4
[8 empty] | #REF! | #REF! | #REF! | #REF! | #REF! | #REF! |  | #REF! | #REF! | #REF! | #REF! | #REF! | 0 | 0 | 0 | 0 | 4
[8 empty] | #REF! | #REF! | #REF! | #REF! | #REF! | #REF! |  | #REF! | #REF! | #REF! | #REF! | #REF! | 0 | 0 | 0 | 0 | 4
[8 empty] | #REF! | #REF! | #REF! | #REF! | #REF! | #REF! |  | #REF! | #REF! | #REF! | #REF! | #REF! | 0 | 0 | 0 | 0 | 4
[8 empty] | #REF! | #REF! | #REF! | #REF! | #REF! | #REF! |  | #REF! | #REF! | #REF! | #REF! | #REF! | 0 | 0 | 0 | 0 | 4
[8 empty] | #REF! | #REF! | #REF! | #REF! | #REF! | #REF! |  | #REF! | #REF! | #REF! | #REF! | #REF! | 0 | 0 | 0 | 0 | 4
[8 empty] | #REF! | #REF! | #REF! | #REF! | #REF! | #REF! |  | #REF! | #REF! | #REF! | #REF! | #REF! | 0 | 0 | 0 | 0 | 4
[8 empty] | #REF! | #REF! | #REF! | #REF! | #REF! | #REF! |  | #REF! | #REF! | #REF! | #REF! | #REF! | 0 | 0 | 0 | 0 | 4
[8 empty] | #REF! | #REF! | #REF! | #REF! | #REF! | #REF! |  | #REF! | #REF! | #REF! | #REF! | #REF! | 0 | 0 | 0 | 0 | 4
[8 empty] | #REF! | #REF! | #REF! | #REF! | #REF! | #REF! |  | #REF! | #REF! | #REF! | #REF! | #REF! | 0 | 0 | 0 | 0 | 4
[8 empty] | #REF! | #REF! | #REF! | #REF! | #REF! | #REF! |  | #REF! | #REF! | #REF! | #REF! | #REF! | 0 | 0 | 0 | 0 | 4
[8 empty] | #REF! | #REF! | #REF! | #REF! | #REF! | #REF! |  | #REF! | #REF! | #REF! | #REF! | #REF! | 0 | 0 | 0 | 0 | 4
[8 empty] | #REF! | #REF! | #REF! | #REF! | #REF! | #REF! |  | #REF! | #REF! | #REF! | #REF! | #REF! | 0 | 0 | 0 | 0 | 4
[8 empty] | #REF! | #REF! | #REF! | #REF! | #REF! | #REF! |  | #REF! | #REF! | #REF! | #REF! | #REF! | 0 | 0 | 0 | 0 | 4
[8 empty] | #REF! | #REF! | #REF! | #REF! | #REF! | #REF! |  | #REF! | #REF! | #REF! | #REF! | #REF! | 0 | 0 | 0 | 0 | 4
[8 empty] | #REF! | #REF! | #REF! | #REF! | #REF! | #REF! |  | #REF! | #REF! | #REF! | #REF! | #REF! | 0 | 0 | 0 | 0 | 4
[8 empty] | #REF! | #REF! | #REF! | #REF! | #REF! | #REF! |  | #REF! | #REF! | #REF! | #REF! | #REF! | 0 | 0 | 0 | 0 | 4
[8 empty] | #REF! | #REF! | #REF! | #REF! | #REF! | #REF! |  | #REF! | #REF! | #REF! | #REF! | #REF! | 0 | 0 | 0 | 0 | 4
[8 empty] | #REF! | #REF! | #REF! | #REF! | #REF! | #REF! |  | #REF! | #REF! | #REF! | #REF! | #REF! | 0 | 0 | 0 | 0 | 4
[8 empty] | #REF! | #REF! | #REF! | #REF! | #REF! | #REF! |  | #REF! | #REF! | #REF! | #REF! | #REF! | 0 | 0 | 0 | 0 | 4
[8 empty] | #REF! | #REF! | #REF! | #REF! | #REF! | #REF! |  | #REF! | #REF! | #REF! | #REF! | #REF! | 0 | 0 | 0 | 0 | 4
[8 empty] | #REF! | #REF! | #REF! | #REF! | #REF! | #REF! |  | #REF! | #REF! | #REF! | #REF! | #REF! | 0 | 0 | 0 | 0 | 4
[8 empty] | #REF! | #REF! | #REF! | #REF! | #REF! | #REF! |  | #REF! | #REF! | #REF! | #REF! | #REF! | 0 | 0 | 0 | 0 | 4
[8 empty] | #REF! | #REF! | #REF! | #REF! | #REF! | #REF! |  | #REF! | #REF! | #REF! | #REF! | #REF! | 0 | 0 | 0 | 0 | 4
[8 empty] | #REF! | #REF! | #REF! | #REF! | #REF! | #REF! |  | #REF! | #REF! | #REF! | #REF! | #REF! | 0 | 0 | 0 | 0 | 4
[8 empty] | #REF! | #REF! | #REF! | #REF! | #REF! | #REF! |  | #REF! | #REF! | #REF! | #REF! | #REF! | 0 | 0 | 0 | 0 | 4
[8 empty] | #REF! | #REF! | #REF! | #REF! | #REF! | #REF! |  | #REF! | #REF! | #REF! | #REF! | #REF! | 0 | 0 | 0 | 0 | 4
[8 empty] | #REF! | #REF! | #REF! | #REF! | #REF! | #REF! |  | #REF! | #REF! | #REF! | #REF! | #REF! | 0 | 0 | 0 | 0 | 4
[8 empty] | #REF! | #REF! | #REF! | #REF! | #REF! | #REF! |  | #REF! | #REF! | #REF! | #REF! | #REF! | 0 | 0 | 0 | 0 | 4
[8 empty] | #REF! | #REF! | #REF! | #REF! | #REF! | #REF! |  | #REF! | #REF! | #REF! | #REF! | #REF! | 0 | 0 | 0 | 0 | 4
[8 empty] | #REF! | #REF! | #REF! | #REF! | #REF! | #REF! |  | #REF! | #REF! | #REF! | #REF! | #REF! | 0 | 0 | 0 | 0 | 4
[8 empty] | #REF! | #REF! | #REF! | #REF! | #REF! | #REF! |  | #REF! | #REF! | #REF! | #REF! | #REF! | 0 | 0 | 0 | 0 | 4
[8 empty] | #REF! | #REF! | #REF! | #REF! | #REF! | #REF! |  | #REF! | #REF! | #REF! | #REF! | #REF! | 0 | 0 | 0 | 0 | 4
[8 empty] | #REF! | #REF! | #REF! | #REF! | #REF! | #REF! |  | #REF! | #REF! | #REF! | #REF! | #REF! | 0 | 0 | 0 | 0 | 4
[8 empty] | #REF! | #REF! | #REF! | #REF! | #REF! | #REF! |  | #REF! | #REF! | #REF! | #REF! | #REF! | 0 | 0 | 0 | 0 | 4
[8 empty] | #REF! | #REF! | #REF! | #REF! | #REF! | #REF! |  | #REF! | #REF! | #REF! | #REF! | #REF! | 0 | 0 | 0 | 0 | 4
[8 empty] | #REF! | #REF! | #REF! | #REF! | #REF! | #REF! |  | #REF! | #REF! | #REF! | #REF! | #REF! | 0 | 0 | 0 | 0 | 4
[8 empty] | #REF! | #REF! | #REF! | #REF! | #REF! | #REF! |  | #REF! | #REF! | #REF! | #REF! | #REF! | 0 | 0 | 0 | 0 | 4
[8 empty] | #REF! | #REF! | #REF! | #REF! | #REF! | #REF! |  | #REF! | #REF! | #REF! | #REF! | #REF! | 0 | 0 | 0 | 0 | 4
[8 empty] | #REF! | #REF! | #REF! | #REF! | #REF! | #REF! |  | #REF! | #REF! | #REF! | #REF! | #REF! | 0 | 0 | 0 | 0 | 4
[8 empty] | #REF! | #REF! | #REF! | #REF! | #REF! | #REF! |  | #REF! | #REF! | #REF! | #REF! | #REF! | 0 | 0 | 0 | 0 | 4
[8 empty] | #REF! | #REF! | #REF! | #REF! | #REF! | #REF! |  | #REF! | #REF! | #REF! | #REF! | #REF! | 0 | 0 | 0 | 0 | 4
[8 empty] | #REF! | #REF! | #REF! | #REF! | #REF! | #REF! |  | #REF! | #REF! | #REF! | #REF! | #REF! | 0 | 0 | 0 | 0 | 4
[8 empty] | #REF! | #REF! | #REF! | #REF! | #REF! | #REF! |  | #REF! | #REF! | #REF! | #REF! | #REF! | 0 | 0 | 0 | 0 | 4
[8 empty] | #REF! | #REF! | #REF! | #REF! | #REF! | #REF! |  | #REF! | #REF! | #REF! | #REF! | #REF! | 0 | 0 | 0 | 0 | 4
[8 empty] | #REF! | #REF! | #REF! | #REF! | #REF! | #REF! |  | #REF! | #REF! | #REF! | #REF! | #REF! | 0 | 0 | 0 | 0 | 4
[8 empty] | #REF! | #REF! | #REF! | #REF! | #REF! | #REF! |  | #REF! | #REF! | #REF! | #REF! | #REF! | 0 | 0 | 0 | 0 | 4
[8 empty] | #REF! | #REF! | #REF! | #REF! | #REF! | #REF! |  | #REF! | #REF! | #REF! | #REF! | #REF! | 0 | 0 | 0 | 0 | 4
[8 empty] | #REF! | #REF! | #REF! | #REF! | #REF! | #REF! |  | #REF! | #REF! | #REF! | #REF! | #REF! | 0 | 0 | 0 | 0 | 4
[8 empty] | #REF! | #REF! | #REF! | #REF! | #REF! | #REF! |  | #REF! | #REF! | #REF! | #REF! | #REF! | 0 | 0 | 0 | 0 | 4
[8 empty] | #REF! | #REF! | #REF! | #REF! | #REF! | #REF! |  | #REF! | #REF! | #REF! | #REF! | #REF! | 0 | 0 | 0 | 0 | 4
[8 empty] | #REF! | #REF! | #REF! | #REF! | #REF! | #REF! |  | #REF! | #REF! | #REF! | #REF! | #REF! | 0 | 0 | 0 | 0 | 4
[8 empty] | #REF! | #REF! | #REF! | #REF! | #REF! | #REF! |  | #REF! | #REF! | #REF! | #REF! | #REF! | 0 | 0 | 0 | 0 | 4
[8 empty] | #REF! | #REF! | #REF! | #REF! | #REF! | #REF! |  | #REF! | #REF! | #REF! | #REF! | #REF! | 0 | 0 | 0 | 0 | 4
[8 empty] | #REF! | #REF! | #REF! | #REF! | #REF! | #REF! |  | #REF! | #REF! | #REF! | #REF! | #REF! | 0 | 0 | 0 | 0 | 4
[8 empty] | #REF! | #REF! | #REF! | #REF! | #REF! | #REF! |  | #REF! | #REF! | #REF! | #REF! | #REF! | 0 | 0 | 0 | 0 | 4
[8 empty] | #REF! | #REF! | #REF! | #REF! | #REF! | #REF! |  | #REF! | #REF! | #REF! | #REF! | #REF! | 0 | 0 | 0 | 0 | 4
[8 empty] | #REF! | #REF! | #REF! | #REF! | #REF! | #REF! |  | #REF! | #REF! | #REF! | #REF! | #REF! | 0 | 0 | 0 | 0 | 4
[8 empty] | #REF! | #REF! | #REF! | #REF! | #REF! | #REF! |  | #REF! | #REF! | #REF! | #REF! | #REF! | 0 | 0 | 0 | 0 | 4
[8 empty] | #REF! | #REF! | #REF! | #REF! | #REF! | #REF! |  | #REF! | #REF! | #REF! | #REF! | #REF! | 0 | 0 | 0 | 0 | 4
[8 empty] | #REF! | #REF! | #REF! | #REF! | #REF! | #REF! |  | #REF! | #REF! | #REF! | #REF! | #REF! | 0 | 0 | 0 | 0 | 4
[8 empty] | #REF! | #REF! | #REF! | #REF! | #REF! | #REF! |  | #REF! | #REF! | #REF! | #REF! | #REF! | 0 | 0 | 0 | 0 | 4
[8 empty] | #REF! | #REF! | #REF! | #REF! | #REF! | #REF! |  | #REF! | #REF! | #REF! | #REF! | #REF! | 0 | 0 | 0 | 0 | 4
[8 empty] | #REF! | #REF! | #REF! | #REF! | #REF! | #REF! |  | #REF! | #REF! | #REF! | #REF! | #REF! | 0 | 0 | 0 | 0 | 4
[8 empty] | #REF! | #REF! | #REF! | #REF! | #REF! | #REF! |  | #REF! | #REF! | #REF! | #REF! | #REF! | 0 | 0 | 0 | 0 | 4
[8 empty] | #REF! | #REF! | #REF! | #REF! | #REF! | #REF! |  | #REF! | #REF! | #REF! | #REF! | #REF! | 0 | 0 | 0 | 0 | 4
[8 empty] | #REF! | #REF! | #REF! | #REF! | #REF! | #REF! |  | #REF! | #REF! | #REF! | #REF! | #REF! | 0 | 0 | 0 | 0 | 4
[8 empty] | #REF! | #REF! | #REF! | #REF! | #REF! | #REF! |  | #REF! | #REF! | #REF! | #REF! | #REF! | 0 | 0 | 0 | 0 | 4
[8 empty] | #REF! | #REF! | #REF! | #REF! | #REF! | #REF! |  | #REF! | #REF! | #REF! | #REF! | #REF! | 0 | 0 | 0 | 0 | 4
[8 empty] | #REF! | #REF! | #REF! | #REF! | #REF! | #REF! |  | #REF! | #REF! | #REF! | #REF! | #REF! | 0 | 0 | 0 | 0 | 4
[8 empty] | #REF! | #REF! | #REF! | #REF! | #REF! | #REF! |  | #REF! | #REF! | #REF! | #REF! | #REF! | 0 | 0 | 0 | 0 | 4
[8 empty] | #REF! | #REF! | #REF! | #REF! | #REF! | #REF! |  | #REF! | #REF! | #REF! | #REF! | #REF! | 0 | 0 | 0 | 0 | 4
[8 empty] | #REF! | #REF! | #REF! | #REF! | #REF! | #REF! |  | #REF! | #REF! | #REF! | #REF! | #REF! | 0 | 0 | 0 | 0 | 4
[8 empty] | #REF! | #REF! | #REF! | #REF! | #REF! | #REF! |  | #REF! | #REF! | #REF! | #REF! | #REF! | 0 | 0 | 0 | 0 | 4
[8 empty] | #REF! | #REF! | #REF! | #REF! | #REF! | #REF! |  | #REF! | #REF! | #REF! | #REF! | #REF! | 0 | 0 | 0 | 0 | 4
[8 empty] | #REF! | #REF! | #REF! | #REF! | #REF! | #REF! |  | #REF! | #REF! | #REF! | #REF! | #REF! | 0 | 0 | 0 | 0 | 4
[8 empty] | #REF! | #REF! | #REF! | #REF! | #REF! | #REF! |  | #REF! | #REF! | #REF! | #REF! | #REF! | 0 | 0 | 0 | 0 | 4
[8 empty] | #REF! | #REF! | #REF! | #REF! | #REF! | #REF! |  | #REF! | #REF! | #REF! | #REF! | #REF! | 0 | 0 | 0 | 0 | 4
[8 empty] | #REF! | #REF! | #REF! | #REF! | #REF! | #REF! |  | #REF! | #REF! | #REF! | #REF! | #REF! | 0 | 0 | 0 | 0 | 4
[8 empty] | #REF! | #REF! | #REF! | #REF! | #REF! | #REF! |  | #REF! | #REF! | #REF! | #REF! | #REF! | 0 | 0 | 0 | 0 | 4
[8 empty] | #REF! | #REF! | #REF! | #REF! | #REF! | #REF! |  | #REF! | #REF! | #REF! | #REF! | #REF! | 0 | 0 | 0 | 0 | 4
[8 empty] | #REF! | #REF! | #REF! | #REF! | #REF! | #REF! |  | #REF! | #REF! | #REF! | #REF! | #REF! | 0 | 0 | 0 | 0 | 4
[8 empty] | #REF! | #REF! | #REF! | #REF! | #REF! | #REF! |  | #REF! | #REF! | #REF! | #REF! | #REF! | 0 | 0 | 0 | 0 | 4
[8 empty] | #REF! | #REF! | #REF! | #REF! | #REF! | #REF! |  | #REF! | #REF! | #REF! | #REF! | #REF! | 0 | 0 | 0 | 0 | 4
[8 empty] | #REF! | #REF! | #REF! | #REF! | #REF! | #REF! |  | #REF! | #REF! | #REF! | #REF! | #REF! | 0 | 0 | 0 | 0 | 4
[8 empty] | #REF! | #REF! | #REF! | #REF! | #REF! | #REF! |  | #REF! | #REF! | #REF! | #REF! | #REF! | 0 | 0 | 0 | 0 | 4
[8 empty] | #REF! | #REF! | #REF! | #REF! | #REF! | #REF! |  | #REF! | #REF! | #REF! | #REF! | #REF! | 0 | 0 | 0 | 0 | 4
[8 empty] | #REF! | #REF! | #REF! | #REF! | #REF! | #REF! |  | #REF! | #REF! | #REF! | #REF! | #REF! | 0 | 0 | 0 | 0 | 4
[8 empty] | #REF! | #REF! | #REF! | #REF! | #REF! | #REF! |  | #REF! | #REF! | #REF! | #REF! | #REF! | 0 | 0 | 0 | 0 | 4
[8 empty] | #REF! | #REF! | #REF! | #REF! | #REF! | #REF! |  | #REF! | #REF! | #REF! | #REF! | #REF! | 0 | 0 | 0 | 0 | 4
[8 empty] | #REF! | #REF! | #REF! | #REF! | #REF! | #REF! |  | #REF! | #REF! | #REF! | #REF! | #REF! | 0 | 0 | 0 | 0 | 4
[8 empty] | #REF! | #REF! | #REF! | #REF! | #REF! | #REF! |  | #REF! | #REF! | #REF! | #REF! | #REF! | 0 | 0 | 0 | 0 | 4
[8 empty] | #REF! | #REF! | #REF! | #REF! | #REF! | #REF! |  | #REF! | #REF! | #REF! | #REF! | #REF! | 0 | 0 | 0 | 0 | 4
[8 empty] | #REF! | #REF! | #REF! | #REF! | #REF! | #REF! |  | #REF! | #REF! | #REF! | #REF! | #REF! | 0 | 0 | 0 | 0 | 4
[8 empty] | #REF! | #REF! | #REF! | #REF! | #REF! | #REF! |  | #REF! | #REF! | #REF! | #REF! | #REF! | 0 | 0 | 0 | 0 | 4
[8 empty] | #REF! | #REF! | #REF! | #REF! | #REF! | #REF! |  | #REF! | #REF! | #REF! | #REF! | #REF! | 0 | 0 | 0 | 0 | 4
[8 empty] | #REF! | #REF! | #REF! | #REF! | #REF! | #REF! |  | #REF! | #REF! | #REF! | #REF! | #REF! | 0 | 0 | 0 | 0 | 4
[8 empty] | #REF! | #REF! | #REF! | #REF! | #REF! | #REF! |  | #REF! | #REF! | #REF! | #REF! | #REF! | 0 | 0 | 0 | 0 | 4
[8 empty] | #REF! | #REF! | #REF! | #REF! | #REF! | #REF! |  | #REF! | #REF! | #REF! | #REF! | #REF! | 0 | 0 | 0 | 0 | 4
[8 empty] | #REF! | #REF! | #REF! | #REF! | #REF! | #REF! |  | #REF! | #REF! | #REF! | #REF! | #REF! | 0 | 0 | 0 | 0 | 4
[8 empty] | #REF! | #REF! | #REF! | #REF! | #REF! | #REF! |  | #REF! | #REF! | #REF! | #REF! | #REF! | 0 | 0 | 0 | 0 | 4
[8 empty] | #REF! | #REF! | #REF! | #REF! | #REF! | #REF! |  | #REF! | #REF! | #REF! | #REF! | #REF! | 0 | 0 | 0 | 0 | 4
[8 empty] | #REF! | #REF! | #REF! | #REF! | #REF! | #REF! |  | #REF! | #REF! | #REF! | #REF! | #REF! | 0 | 0 | 0 | 0 | 4
[8 empty] | #REF! | #REF! | #REF! | #REF! | #REF! | #REF! |  | #REF! | #REF! | #REF! | #REF! | #REF! | 0 | 0 | 0 | 0 | 4
[8 empty] | #REF! | #REF! | #REF! | #REF! | #REF! | #REF! |  | #REF! | #REF! | #REF! | #REF! | #REF! | 0 | 0 | 0 | 0 | 4
[8 empty] | #REF! | #REF! | #REF! | #REF! | #REF! | #REF! |  | #REF! | #REF! | #REF! | #REF! | #REF! | 0 | 0 | 0 | 0 | 4
[8 empty] | #REF! | #REF! | #REF! | #REF! | #REF! | #REF! |  | #REF! | #REF! | #REF! | #REF! | #REF! | 0 | 0 | 0 | 0 | 4
[8 empty] | #REF! | #REF! | #REF! | #REF! | #REF! | #REF! |  | #REF! | #REF! | #REF! | #REF! | #REF! | 0 | 0 | 0 | 0 | 4
[8 empty] | #REF! | #REF! | #REF! | #REF! | #REF! | #REF! |  | #REF! | #REF! | #REF! | #REF! | #REF! | 0 | 0 | 0 | 0 | 4
[8 empty] | #REF! | #REF! | #REF! | #REF! | #REF! | #REF! |  | #REF! | #REF! | #REF! | #REF! | #REF! | 0 | 0 | 0 | 0 | 4
[8 empty] | #REF! | #REF! | #REF! | #REF! | #REF! | #REF! |  | #REF! | #REF! | #REF! | #REF! | #REF! | 0 | 0 | 0 | 0 | 4
[8 empty] | #REF! | #REF! | #REF! | #REF! | #REF! | #REF! |  | #REF! | #REF! | #REF! | #REF! | #REF! | 0 | 0 | 0 | 0 | 4
[8 empty] | #REF! | #REF! | #REF! | #REF! | #REF! | #REF! |  | #REF! | #REF! | #REF! | #REF! | #REF! | 0 | 0 | 0 | 0 | 4
[8 empty] | #REF! | #REF! | #REF! | #REF! | #REF! | #REF! |  | #REF! | #REF! | #REF! | #REF! | #REF! | 0 | 0 | 0 | 0 | 4
[8 empty] | #REF! | #REF! | #REF! | #REF! | #REF! | #REF! |  | #REF! | #REF! | #REF! | #REF! | #REF! | 0 | 0 | 0 | 0 | 4
[8 empty] | #REF! | #REF! | #REF! | #REF! | #REF! | #REF! |  | #REF! | #REF! | #REF! | #REF! | #REF! | 0 | 0 | 0 | 0 | 4
[8 empty] | #REF! | #REF! | #REF! | #REF! | #REF! | #REF! |  | #REF! | #REF! | #REF! | #REF! | #REF! | 0 | 0 | 0 | 0 | 4
[8 empty] | #REF! | #REF! | #REF! | #REF! | #REF! | #REF! |  | #REF! | #REF! | #REF! | #REF! | #REF! | 0 | 0 | 0 | 0 | 4
[8 empty] | #REF! | #REF! | #REF! | #REF! | #REF! | #REF! |  | #REF! | #REF! | #REF! | #REF! | #REF! | 0 | 0 | 0 | 0 | 4
[8 empty] | #REF! | #REF! | #REF! | #REF! | #REF! | #REF! |  | #REF! | #REF! | #REF! | #REF! | #REF! | 0 | 0 | 0 | 0 | 4
[8 empty] | #REF! | #REF! | #REF! | #REF! | #REF! | #REF! |  | #REF! | #REF! | #REF! | #REF! | #REF! | 0 | 0 | 0 | 0 | 4
[8 empty] | #REF! | #REF! | #REF! | #REF! | #REF! | #REF! |  | #REF! | #REF! | #REF! | #REF! | #REF! | 0 | 0 | 0 | 0 | 4
[8 empty] | #REF! | #REF! | #REF! | #REF! | #REF! | #REF! |  | #REF! | #REF! | #REF! | #REF! | #REF! | 0 | 0 | 0 | 0 | 4
[8 empty] | #REF! | #REF! | #REF! | #REF! | #REF! | #REF! |  | #REF! | #REF! | #REF! | #REF! | #REF! | 0 | 0 | 0 | 0 | 4
[8 empty] | #REF! | #REF! | #REF! | #REF! | #REF! | #REF! |  | #REF! | #REF! | #REF! | #REF! | #REF! | 0 | 0 | 0 | 0 | 4
[8 empty] | #REF! | #REF! | #REF! | #REF! | #REF! | #REF! |  | #REF! | #REF! | #REF! | #REF! | #REF! | 0 | 0 | 0 | 0 | 4
[8 empty] | #REF! | #REF! | #REF! | #REF! | #REF! | #REF! |  | #REF! | #REF! | #REF! | #REF! | #REF! | 0 | 0 | 0 | 0 | 4
[8 empty] | #REF! | #REF! | #REF! | #REF! | #REF! | #REF! |  | #REF! | #REF! | #REF! | #REF! | #REF! | 0 | 0 | 0 | 0 | 4
[8 empty] | #REF! | #REF! | #REF! | #REF! | #REF! | #REF! |  | #REF! | #REF! | #REF! | #REF! | #REF! | 0 | 0 | 0 | 0 | 4
[8 empty] | #REF! | #REF! | #REF! | #REF! | #REF! | #REF! |  | #REF! | #REF! | #REF! | #REF! | #REF! | 0 | 0 | 0 | 0 | 4
[8 empty] | #REF! | #REF! | #REF! | #REF! | #REF! | #REF! |  | #REF! | #REF! | #REF! | #REF! | #REF! | 0 | 0 | 0 | 0 | 4
[8 empty] | #REF! | #REF! | #REF! | #REF! | #REF! | #REF! |  | #REF! | #REF! | #REF! | #REF! | #REF! | 0 | 0 | 0 | 0 | 4
[8 empty] | #REF! | #REF! | #REF! | #REF! | #REF! | #REF! |  | #REF! | #REF! | #REF! | #REF! | #REF! | 0 | 0 | 0 | 0 | 4
[8 empty] | #REF! | #REF! | #REF! | #REF! | #REF! | #REF! |  | #REF! | #REF! | #REF! | #REF! | #REF! | 0 | 0 | 0 | 0 | 4
[8 empty] | #REF! | #REF! | #REF! | #REF! | #REF! | #REF! |  | #REF! | #REF! | #REF! | #REF! | #REF! | 0 | 0 | 0 | 0 | 4
[8 empty] | #REF! | #REF! | #REF! | #REF! | #REF! | #REF! |  | #REF! | #REF! | #REF! | #REF! | #REF! | 0 | 0 | 0 | 0 | 4
[8 empty] | #REF! | #REF! | #REF! | #REF! | #REF! | #REF! |  | #REF! | #REF! | #REF! | #REF! | #REF! | 0 | 0 | 0 | 0 | 4
[8 empty] | #REF! | #REF! | #REF! | #REF! | #REF! | #REF! |  | #REF! | #REF! | #REF! | #REF! | #REF! | 0 | 0 | 0 | 0 | 4
[8 empty] | #REF! | #REF! | #REF! | #REF! | #REF! | #REF! |  | #REF! | #REF! | #REF! | #REF! | #REF! | 0 | 0 | 0 | 0 | 4
[8 empty] | #REF! | #REF! | #REF! | #REF! | #REF! | #REF! |  | #REF! | #REF! | #REF! | #REF! | #REF! | 0 | 0 | 0 | 0 | 4
[8 empty] | #REF! | #REF! | #REF! | #REF! | #REF! | #REF! |  | #REF! | #REF! | #REF! | #REF! | #REF! | 0 | 0 | 0 | 0 | 4
[8 empty] | #REF! | #REF! | #REF! | #REF! | #REF! | #REF! |  | #REF! | #REF! | #REF! | #REF! | #REF! | 0 | 0 | 0 | 0 | 4
[8 empty] | #REF! | #REF! | #REF! | #REF! | #REF! | #REF! |  | #REF! | #REF! | #REF! | #REF! | #REF! | 0 | 0 | 0 | 0 | 4
[8 empty] | #REF! | #REF! | #REF! | #REF! | #REF! | #REF! |  | #REF! | #REF! | #REF! | #REF! | #REF! | 0 | 0 | 0 | 0 | 4
[8 empty] | #REF! | #REF! | #REF! | #REF! | #REF! | #REF! |  | #REF! | #REF! | #REF! | #REF! | #REF! | 0 | 0 | 0 | 0 | 4
[8 empty] | #REF! | #REF! | #REF! | #REF! | #REF! | #REF! |  | #REF! | #REF! | #REF! | #REF! | #REF! | 0 | 0 | 0 | 0 | 4
[8 empty] | #REF! | #REF! | #REF! | #REF! | #REF! | #REF! |  | #REF! | #REF! | #REF! | #REF! | #REF! | 0 | 0 | 0 | 0 | 4
[8 empty] | #REF! | #REF! | #REF! | #REF! | #REF! | #REF! |  | #REF! | #REF! | #REF! | #REF! | #REF! | 0 | 0 | 0 | 0 | 4
[8 empty] | #REF! | #REF! | #REF! | #REF! | #REF! | #REF! |  | #REF! | #REF! | #REF! | #REF! | #REF! | 0 | 0 | 0 | 0 | 4
[8 empty] | #REF! | #REF! | #REF! | #REF! | #REF! | #REF! |  | #REF! | #REF! | #REF! | #REF! | #REF! | 0 | 0 | 0 | 0 | 4
[8 empty] | #REF! | #REF! | #REF! | #REF! | #REF! | #REF! |  | #REF! | #REF! | #REF! | #REF! | #REF! | 0 | 0 | 0 | 0 | 4
[8 empty] | #REF! | #REF! | #REF! | #REF! | #REF! | #REF! |  | #REF! | #REF! | #REF! | #REF! | #REF! | 0 | 0 | 0 | 0 | 4
[8 empty] | #REF! | #REF! | #REF! | #REF! | #REF! | #REF! |  | #REF! | #REF! | #REF! | #REF! | #REF! | 0 | 0 | 0 | 0 | 4
[8 empty] | #REF! | #REF! | #REF! | #REF! | #REF! | #REF! |  | #REF! | #REF! | #REF! | #REF! | #REF! | 0 | 0 | 0 | 0 | 4
[8 empty] | #REF! | #REF! | #REF! | #REF! | #REF! | #REF! |  | #REF! | #REF! | #REF! | #REF! | #REF! | 0 | 0 | 0 | 0 | 4
[8 empty] | #REF! | #REF! | #REF! | #REF! | #REF! | #REF! |  | #REF! | #REF! | #REF! | #REF! | #REF! | 0 | 0 | 0 | 0 | 4
[8 empty] | #REF! | #REF! | #REF! | #REF! | #REF! | #REF! |  | #REF! | #REF! | #REF! | #REF! | #REF! | 0 | 0 | 0 | 0 | 4
[8 empty] | #REF! | #REF! | #REF! | #REF! | #REF! | #REF! |  | #REF! | #REF! | #REF! | #REF! | #REF! | 0 | 0 | 0 | 0 | 4
[8 empty] | #REF! | #REF! | #REF! | #REF! | #REF! | #REF! |  | #REF! | #REF! | #REF! | #REF! | #REF! | 0 | 0 | 0 | 0 | 4
[8 empty] | #REF! | #REF! | #REF! | #REF! | #REF! | #REF! |  | #REF! | #REF! | #REF! | #REF! | #REF! | 0 | 0 | 0 | 0 | 4
[8 empty] | #REF! | #REF! | #REF! | #REF! | #REF! | #REF! |  | #REF! | #REF! | #REF! | #REF! | #REF! | 0 | 0 | 0 | 0 | 4
[8 empty] | #REF! | #REF! | #REF! | #REF! | #REF! | #REF! |  | #REF! | #REF! | #REF! | #REF! | #REF! | 0 | 0 | 0 | 0 | 4
[8 empty] | #REF! | #REF! | #REF! | #REF! | #REF! | #REF! |  | #REF! | #REF! | #REF! | #REF! | #REF! | 0 | 0 | 0 | 0 | 4
[8 empty] | #REF! | #REF! | #REF! | #REF! | #REF! | #REF! |  | #REF! | #REF! | #REF! | #REF! | #REF! | 0 | 0 | 0 | 0 | 4
[8 empty] | #REF! | #REF! | #REF! | #REF! | #REF! | #REF! |  | #REF! | #REF! | #REF! | #REF! | #REF! | 0 | 0 | 0 | 0 | 4
[8 empty] | #REF! | #REF! | #REF! | #REF! | #REF! | #REF! |  | #REF! | #REF! | #REF! | #REF! | #REF! | 0 | 0 | 0 | 0 | 4
[8 empty] | #REF! | #REF! | #REF! | #REF! | #REF! | #REF! |  | #REF! | #REF! | #REF! | #REF! | #REF! | 0 | 0 | 0 | 0 | 4
[8 empty] | #REF! | #REF! | #REF! | #REF! | #REF! | #REF! |  | #REF! | #REF! | #REF! | #REF! | #REF! | 0 | 0 | 0 | 0 | 4
[8 empty] | #REF! | #REF! | #REF! | #REF! | #REF! | #REF! |  | #REF! | #REF! | #REF! | #REF! | #REF! | 0 | 0 | 0 | 0 | 4
[8 empty] | #REF! | #REF! | #REF! | #REF! | #REF! | #REF! |  | #REF! | #REF! | #REF! | #REF! | #REF! | 0 | 0 | 0 | 0 | 4
[8 empty] | #REF! | #REF! | #REF! | #REF! | #REF! | #REF! |  | #REF! | #REF! | #REF! | #REF! | #REF! | 0 | 0 | 0 | 0 | 4
[8 empty] | #REF! | #REF! | #REF! | #REF! | #REF! | #REF! |  | #REF! | #REF! | #REF! | #REF! | #REF! | 0 | 0 | 0 | 0 | 4
[8 empty] | #REF! | #REF! | #REF! | #REF! | #REF! | #REF! |  | #REF! | #REF! | #REF! | #REF! | #REF! | 0 | 0 | 0 | 0 | 4
[8 empty] | #REF! | #REF! | #REF! | #REF! | #REF! | #REF! |  | #REF! | #REF! | #REF! | #REF! | #REF! | 0 | 0 | 0 | 0 | 4
[8 empty] | #REF! | #REF! | #REF! | #REF! | #REF! | #REF! |  | #REF! | #REF! | #REF! | #REF! | #REF! | 0 | 0 | 0 | 0 | 4
[8 empty] | #REF! | #REF! | #REF! | #REF! | #REF! | #REF! |  | #REF! | #REF! | #REF! | #REF! | #REF! | 0 | 0 | 0 | 0 | 4
[8 empty] | #REF! | #REF! | #REF! | #REF! | #REF! | #REF! |  | #REF! | #REF! | #REF! | #REF! | #REF! | 0 | 0 | 0 | 0 | 4
[8 empty] | #REF! | #REF! | #REF! | #REF! | #REF! | #REF! |  | #REF! | #REF! | #REF! | #REF! | #REF! | 0 | 0 | 0 | 0 | 4
[8 empty] | #REF! | #REF! | #REF! | #REF! | #REF! | #REF! |  | #REF! | #REF! | #REF! | #REF! | #REF! | 0 | 0 | 0 | 0 | 4
[8 empty] | #REF! | #REF! | #REF! | #REF! | #REF! | #REF! |  | #REF! | #REF! | #REF! | #REF! | #REF! | 0 | 0 | 0 | 0 | 4
[8 empty] | #REF! | #REF! | #REF! | #REF! | #REF! | #REF! |  | #REF! | #REF! | #REF! | #REF! | #REF! | 0 | 0 | 0 | 0 | 4
[8 empty] | #REF! | #REF! | #REF! | #REF! | #REF! | #REF! |  | #REF! | #REF! | #REF! | #REF! | #REF! | 0 | 0 | 0 | 0 | 4
[8 empty] | #REF! | #REF! | #REF! | #REF! | #REF! | #REF! |  | #REF! | #REF! | #REF! | #REF! | #REF! | 0 | 0 | 0 | 0 | 4
[8 empty] | #REF! | #REF! | #REF! | #REF! | #REF! | #REF! |  | #REF! | #REF! | #REF! | #REF! | #REF! | 0 | 0 | 0 | 0 | 4
[8 empty] | #REF! | #REF! | #REF! | #REF! | #REF! | #REF! |  | #REF! | #REF! | #REF! | #REF! | #REF! | 0 | 0 | 0 | 0 | 4
[8 empty] | #REF! | #REF! | #REF! | #REF! | #REF! | #REF! |  | #REF! | #REF! | #REF! | #REF! | #REF! | 0 | 0 | 0 | 0 | 4
[8 empty] | #REF! | #REF! | #REF! | #REF! | #REF! | #REF! |  | #REF! | #REF! | #REF! | #REF! | #REF! | 0 | 0 | 0 | 0 | 4
[8 empty] | #REF! | #REF! | #REF! | #REF! | #REF! | #REF! |  | #REF! | #REF! | #REF! | #REF! | #REF! | 0 | 0 | 0 | 0 | 4
[8 empty] | #REF! | #REF! | #REF! | #REF! | #REF! | #REF! |  | #REF! | #REF! | #REF! | #REF! | #REF! | 0 | 0 | 0 | 0 | 4
[8 empty] | #REF! | #REF! | #REF! | #REF! | #REF! | #REF! |  | #REF! | #REF! | #REF! | #REF! | #REF! | 0 | 0 | 0 | 0 | 4
[8 empty] | #REF! | #REF! | #REF! | #REF! | #REF! | #REF! |  | #REF! | #REF! | #REF! | #REF! | #REF! | 0 | 0 | 0 | 0 | 4
[8 empty] | #REF! | #REF! | #REF! | #REF! | #REF! | #REF! |  | #REF! | #REF! | #REF! | #REF! | #REF! | 0 | 0 | 0 | 0 | 4
[8 empty] | #REF! | #REF! | #REF! | #REF! | #REF! | #REF! |  | #REF! | #REF! | #REF! | #REF! | #REF! | 0 | 0 | 0 | 0 | 4
[8 empty] | #REF! | #REF! | #REF! | #REF! | #REF! | #REF! |  | #REF! | #REF! | #REF! | #REF! | #REF! | 0 | 0 | 0 | 0 | 4
[8 empty] | #REF! | #REF! | #REF! | #REF! | #REF! | #REF! |  | #REF! | #REF! | #REF! | #REF! | #REF! | 0 | 0 | 0 | 0 | 4
[8 empty] | #REF! | #REF! | #REF! | #REF! | #REF! | #REF! |  | #REF! | #REF! | #REF! | #REF! | #REF! | 0 | 0 | 0 | 0 | 4
[8 empty] | #REF! | #REF! | #REF! | #REF! | #REF! | #REF! |  | #REF! | #REF! | #REF! | #REF! | #REF! | 0 | 0 | 0 | 0 | 4
[8 empty] | #REF! | #REF! | #REF! | #REF! | #REF! | #REF! |  | #REF! | #REF! | #REF! | #REF! | #REF! | 0 | 0 | 0 | 0 | 4
[8 empty] | #REF! | #REF! | #REF! | #REF! | #REF! | #REF! |  | #REF! | #REF! | #REF! | #REF! | #REF! | 0 | 0 | 0 | 0 | 4
[8 empty] | #REF! | #REF! | #REF! | #REF! | #REF! | #REF! |  | #REF! | #REF! | #REF! | #REF! | #REF! | 0 | 0 | 0 | 0 | 4
[8 empty] | #REF! | #REF! | #REF! | #REF! | #REF! | #REF! |  | #REF! | #REF! | #REF! | #REF! | #REF! | 0 | 0 | 0 | 0 | 4
[8 empty] | #REF! | #REF! | #REF! | #REF! | #REF! | #REF! |  | #REF! | #REF! | #REF! | #REF! | #REF! | 0 | 0 | 0 | 0 | 4
[8 empty] | #REF! | #REF! | #REF! | #REF! | #REF! | #REF! |  | #REF! | #REF! | #REF! | #REF! | #REF! | 0 | 0 | 0 | 0 | 4
[8 empty] | #REF! | #REF! | #REF! | #REF! | #REF! | #REF! |  | #REF! | #REF! | #REF! | #REF! | #REF! | 0 | 0 | 0 | 0 | 4
[8 empty] | #REF! | #REF! | #REF! | #REF! | #REF! | #REF! |  | #REF! | #REF! | #REF! | #REF! | #REF! | 0 | 0 | 0 | 0 | 4
[8 empty] | #REF! | #REF! | #REF! | #REF! | #REF! | #REF! |  | #REF! | #REF! | #REF! | #REF! | #REF! | 0 | 0 | 0 | 0 | 4
[8 empty] | #REF! | #REF! | #REF! | #REF! | #REF! | #REF! |  | #REF! | #REF! | #REF! | #REF! | #REF! | 0 | 0 | 0 | 0 | 4
[8 empty] | #REF! | #REF! | #REF! | #REF! | #REF! | #REF! |  | #REF! | #REF! | #REF! | #REF! | #REF! | 0 | 0 | 0 | 0 | 4
[8 empty] | #REF! | #REF! | #REF! | #REF! | #REF! | #REF! |  | #REF! | #REF! | #REF! | #REF! | #REF! | 0 | 0 | 0 | 0 | 4
[8 empty] | #REF! | #REF! | #REF! | #REF! | #REF! | #REF! |  | #REF! | #REF! | #REF! | #REF! | #REF! | 0 | 0 | 0 | 0 | 4
[8 empty] | #REF! | #REF! | #REF! | #REF! | #REF! | #REF! |  | #REF! | #REF! | #REF! | #REF! | #REF! | 0 | 0 | 0 | 0 | 4
[8 empty] | #REF! | #REF! | #REF! | #REF! | #REF! | #REF! |  | #REF! | #REF! | #REF! | #REF! | #REF! | 0 | 0 | 0 | 0 | 4
[8 empty] | #REF! | #REF! | #REF! | #REF! | #REF! | #REF! |  | #REF! | #REF! | #REF! | #REF! | #REF! | 0 | 0 | 0 | 0 | 4
[8 empty] | #REF! | #REF! | #REF! | #REF! | #REF! | #REF! |  | #REF! | #REF! | #REF! | #REF! | #REF! | 0 | 0 | 0 | 0 | 4
[8 empty] | #REF! | #REF! | #REF! | #REF! | #REF! | #REF! |  | #REF! | #REF! | #REF! | #REF! | #REF! | 0 | 0 | 0 | 0 | 4
[8 empty] | #REF! | #REF! | #REF! | #REF! | #REF! | #REF! |  | #REF! | #REF! | #REF! | #REF! | #REF! | 0 | 0 | 0 | 0 | 4
[8 empty] | #REF! | #REF! | #REF! | #REF! | #REF! | #REF! |  | #REF! | #REF! | #REF! | #REF! | #REF! | 0 | 0 | 0 | 0 | 4
[8 empty] | #REF! | #REF! | #REF! | #REF! | #REF! | #REF! |  | #REF! | #REF! | #REF! | #REF! | #REF! | 0 | 0 | 0 | 0 | 4
[8 empty] | #REF! | #REF! | #REF! | #REF! | #REF! | #REF! |  | #REF! | #REF! | #REF! | #REF! | #REF! | 0 | 0 | 0 | 0 | 4
[8 empty] | #REF! | #REF! | #REF! | #REF! | #REF! | #REF! |  | #REF! | #REF! | #REF! | #REF! | #REF! | 0 | 0 | 0 | 0 | 4
[8 empty] | #REF! | #REF! | #REF! | #REF! | #REF! | #REF! |  | #REF! | #REF! | #REF! | #REF! | #REF! | 0 | 0 | 0 | 0 | 4
[8 empty] | #REF! | #REF! | #REF! | #REF! | #REF! | #REF! |  | #REF! | #REF! | #REF! | #REF! | #REF! | 0 | 0 | 0 | 0 | 4
[8 empty] | #REF! | #REF! | #REF! | #REF! | #REF! | #REF! |  | #REF! | #REF! | #REF! | #REF! | #REF! | 0 | 0 | 0 | 0 | 4
[8 empty] | #REF! | #REF! | #REF! | #REF! | #REF! | #REF! |  | #REF! | #REF! | #REF! | #REF! | #REF! | 0 | 0 | 0 | 0 | 4
[8 empty] | #REF! | #REF! | #REF! | #REF! | #REF! | #REF! |  | #REF! | #REF! | #REF! | #REF! | #REF! | 0 | 0 | 0 | 0 | 4
[8 empty] | #REF! | #REF! | #REF! | #REF! | #REF! | #REF! |  | #REF! | #REF! | #REF! | #REF! | #REF! | 0 | 0 | 0 | 0 | 4
[8 empty] | #REF! | #REF! | #REF! | #REF! | #REF! | #REF! |  | #REF! | #REF! | #REF! | #REF! | #REF! | 0 | 0 | 0 | 0 | 4
[8 empty] | #REF! | #REF! | #REF! | #REF! | #REF! | #REF! |  | #REF! | #REF! | #REF! | #REF! | #REF! | 0 | 0 | 0 | 0 | 4
[8 empty] | #REF! | #REF! | #REF! | #REF! | #REF! | #REF! |  | #REF! | #REF! | #REF! | #REF! | #REF! | 0 | 0 | 0 | 0 | 4
[8 empty] | #REF! | #REF! | #REF! | #REF! | #REF! | #REF! |  | #REF! | #REF! | #REF! | #REF! | #REF! | 0 | 0 | 0 | 0 | 4
[8 empty] | #REF! | #REF! | #REF! | #REF! | #REF! | #REF! |  | #REF! | #REF! | #REF! | #REF! | #REF! | 0 | 0 | 0 | 0 | 4
[8 empty] | #REF! | #REF! | #REF! | #REF! | #REF! | #REF! |  | #REF! | #REF! | #REF! | #REF! | #REF! | 0 | 0 | 0 | 0 | 4
[8 empty] | #REF! | #REF! | #REF! | #REF! | #REF! | #REF! |  | #REF! | #REF! | #REF! | #REF! | #REF! | 0 | 0 | 0 | 0 | 4
[8 empty] | #REF! | #REF! | #REF! | #REF! | #REF! | #REF! |  | #REF! | #REF! | #REF! | #REF! | #REF! | 0 | 0 | 0 | 0 | 4
[8 empty] | #REF! | #REF! | #REF! | #REF! | #REF! | #REF! |  | #REF! | #REF! | #REF! | #REF! | #REF! | 0 | 0 | 0 | 0 | 4
[8 empty] | #REF! | #REF! | #REF! | #REF! | #REF! | #REF! |  | #REF! | #REF! | #REF! | #REF! | #REF! | 0 | 0 | 0 | 0 | 4
[8 empty] | #REF! | #REF! | #REF! | #REF! | #REF! | #REF! |  | #REF! | #REF! | #REF! | #REF! | #REF! | 0 | 0 | 0 | 0 | 4
[8 empty] | #REF! | #REF! | #REF! | #REF! | #REF! | #REF! |  | #REF! | #REF! | #REF! | #REF! | #REF! | 0 | 0 | 0 | 0 | 4
[8 empty] | #REF! | #REF! | #REF! | #REF! | #REF! | #REF! |  | #REF! | #REF! | #REF! | #REF! | #REF! | 0 | 0 | 0 | 0 | 4
[8 empty] | #REF! | #REF! | #REF! | #REF! | #REF! | #REF! |  | #REF! | #REF! | #REF! | #REF! | #REF! | 0 | 0 | 0 | 0 | 4
[8 empty] | #REF! | #REF! | #REF! | #REF! | #REF! | #REF! |  | #REF! | #REF! | #REF! | #REF! | #REF! | 0 | 0 | 0 | 0 | 4
[8 empty] | #REF! | #REF! | #REF! | #REF! | #REF! | #REF! |  | #REF! | #REF! | #REF! | #REF! | #REF! | 0 | 0 | 0 | 0 | 4
[8 empty] | #REF! | #REF! | #REF! | #REF! | #REF! | #REF! |  | #REF! | #REF! | #REF! | #REF! | #REF! | 0 | 0 | 0 | 0 | 4
[8 empty] | #REF! | #REF! | #REF! | #REF! | #REF! | #REF! |  | #REF! | #REF! | #REF! | #REF! | #REF! | 0 | 0 | 0 | 0 | 4
[8 empty] | #REF! | #REF! | #REF! | #REF! | #REF! | #REF! |  | #REF! | #REF! | #REF! | #REF! | #REF! | 0 | 0 | 0 | 0 | 4
[8 empty] | #REF! | #REF! | #REF! | #REF! | #REF! | #REF! |  | #REF! | #REF! | #REF! | #REF! | #REF! | 0 | 0 | 0 | 0 | 4
[8 empty] | #REF! | #REF! | #REF! | #REF! | #REF! | #REF! |  | #REF! | #REF! | #REF! | #REF! | #REF! | 0 | 0 | 0 | 0 | 4
[8 empty] | #REF! | #REF! | #REF! | #REF! | #REF! | #REF! |  | #REF! | #REF! | #REF! | #REF! | #REF! | 0 | 0 | 0 | 0 | 4
[8 empty] | #REF! | #REF! | #REF! | #REF! | #REF! | #REF! |  | #REF! | #REF! | #REF! | #REF! | #REF! | 0 | 0 | 0 | 0 | 4
[8 empty] | #REF! | #REF! | #REF! | #REF! | #REF! | #REF! |  | #REF! | #REF! | #REF! | #REF! | #REF! | 0 | 0 | 0 | 0 | 4
[8 empty] | #REF! | #REF! | #REF! | #REF! | #REF! | #REF! |  | #REF! | #REF! | #REF! | #REF! | #REF! | 0 | 0 | 0 | 0 | 4
[8 empty] | #REF! | #REF! | #REF! | #REF! | #REF! | #REF! |  | #REF! | #REF! | #REF! | #REF! | #REF! | 0 | 0 | 0 | 0 | 4
[8 empty] | #REF! | #REF! | #REF! | #REF! | #REF! | #REF! |  | #REF! | #REF! | #REF! | #REF! | #REF! | 0 | 0 | 0 | 0 | 4
[8 empty] | #REF! | #REF! | #REF! | #REF! | #REF! | #REF! |  | #REF! | #REF! | #REF! | #REF! | #REF! | 0 | 0 | 0 | 0 | 4
[8 empty] | #REF! | #REF! | #REF! | #REF! | #REF! | #REF! |  | #REF! | #REF! | #REF! | #REF! | #REF! | 0 | 0 | 0 | 0 | 4
[8 empty] | #REF! | #REF! | #REF! | #REF! | #REF! | #REF! |  | #REF! | #REF! | #REF! | #REF! | #REF! | 0 | 0 | 0 | 0 | 4
[8 empty] | #REF! | #REF! | #REF! | #REF! | #REF! | #REF! |  | #REF! | #REF! | #REF! | #REF! | #REF! | 0 | 0 | 0 | 0 | 4
[8 empty] | #REF! | #REF! | #REF! | #REF! | #REF! | #REF! |  | #REF! | #REF! | #REF! | #REF! | #REF! | 0 | 0 | 0 | 0 | 4
[8 empty] | #REF! | #REF! | #REF! | #REF! | #REF! | #REF! |  | #REF! | #REF! | #REF! | #REF! | #REF! | 0 | 0 | 0 | 0 | 4
[8 empty] | #REF! | #REF! | #REF! | #REF! | #REF! | #REF! |  | #REF! | #REF! | #REF! | #REF! | #REF! | 0 | 0 | 0 | 0 | 4
[8 empty] | #REF! | #REF! | #REF! | #REF! | #REF! | #REF! |  | #REF! | #REF! | #REF! | #REF! | #REF! | 0 | 0 | 0 | 0 | 4
[8 empty] | #REF! | #REF! | #REF! | #REF! | #REF! | #REF! |  | #REF! | #REF! | #REF! | #REF! | #REF! | 0 | 0 | 0 | 0 | 4
[8 empty] | #REF! | #REF! | #REF! | #REF! | #REF! | #REF! |  | #REF! | #REF! | #REF! | #REF! | #REF! | 0 | 0 | 0 | 0 | 4
[8 empty] | #REF! | #REF! | #REF! | #REF! | #REF! | #REF! |  | #REF! | #REF! | #REF! | #REF! | #REF! | 0 | 0 | 0 | 0 | 4
[8 empty] | #REF! | #REF! | #REF! | #REF! | #REF! | #REF! |  | #REF! | #REF! | #REF! | #REF! | #REF! | 0 | 0 | 0 | 0 | 4
[8 empty] | #REF! | #REF! | #REF! | #REF! | #REF! | #REF! |  | #REF! | #REF! | #REF! | #REF! | #REF! | 0 | 0 | 0 | 0 | 4
[8 empty] | #REF! | #REF! | #REF! | #REF! | #REF! | #REF! |  | #REF! | #REF! | #REF! | #REF! | #REF! | 0 | 0 | 0 | 0 | 4
[8 empty] | #REF! | #REF! | #REF! | #REF! | #REF! | #REF! |  | #REF! | #REF! | #REF! | #REF! | #REF! | 0 | 0 | 0 | 0 | 4
[8 empty] | #REF! | #REF! | #REF! | #REF! | #REF! | #REF! |  | #REF! | #REF! | #REF! | #REF! | #REF! | 0 | 0 | 0 | 0 | 4
[8 empty] | #REF! | #REF! | #REF! | #REF! | #REF! | #REF! |  | #REF! | #REF! | #REF! | #REF! | #REF! | 0 | 0 | 0 | 0 | 4
[8 empty] | #REF! | #REF! | #REF! | #REF! | #REF! | #REF! |  | #REF! | #REF! | #REF! | #REF! | #REF! | 0 | 0 | 0 | 0 | 4
[8 empty] | #REF! | #REF! | #REF! | #REF! | #REF! | #REF! |  | #REF! | #REF! | #REF! | #REF! | #REF! | 0 | 0 | 0 | 0 | 4
[8 empty] | #REF! | #REF! | #REF! | #REF! | #REF! | #REF! |  | #REF! | #REF! | #REF! | #REF! | #REF! | 0 | 0 | 0 | 0 | 4
[8 empty] | #REF! | #REF! | #REF! | #REF! | #REF! | #REF! |  | #REF! | #REF! | #REF! | #REF! | #REF! | 0 | 0 | 0 | 0 | 4
[8 empty] | #REF! | #REF! | #REF! | #REF! | #REF! | #REF! |  | #REF! | #REF! | #REF! | #REF! | #REF! | 0 | 0 | 0 | 0 | 4
[8 empty] | #REF! | #REF! | #REF! | #REF! | #REF! | #REF! |  | #REF! | #REF! | #REF! | #REF! | #REF! | 0 | 0 | 0 | 0 | 4
[8 empty] | #REF! | #REF! | #REF! | #REF! | #REF! | #REF! |  | #REF! | #REF! | #REF! | #REF! | #REF! | 0 | 0 | 0 | 0 | 4
[8 empty] | #REF! | #REF! | #REF! | #REF! | #REF! | #REF! |  | #REF! | #REF! | #REF! | #REF! | #REF! | 0 | 0 | 0 | 0 | 4
[8 empty] | #REF! | #REF! | #REF! | #REF! | #REF! | #REF! |  | #REF! | #REF! | #REF! | #REF! | #REF! | 0 | 0 | 0 | 0 | 4
[8 empty] | #REF! | #REF! | #REF! | #REF! | #REF! | #REF! |  | #REF! | #REF! | #REF! | #REF! | #REF! | 0 | 0 | 0 | 0 | 4
[8 empty] | #REF! | #REF! | #REF! | #REF! | #REF! | #REF! |  | #REF! | #REF! | #REF! | #REF! | #REF! | 0 | 0 | 0 | 0 | 4
[8 empty] | #REF! | #REF! | #REF! | #REF! | #REF! | #REF! |  | #REF! | #REF! | #REF! | #REF! | #REF! | 0 | 0 | 0 | 0 | 4
[8 empty] | #REF! | #REF! | #REF! | #REF! | #REF! | #REF! |  | #REF! | #REF! | #REF! | #REF! | #REF! | 0 | 0 | 0 | 0 | 4
[8 empty] | #REF! | #REF! | #REF! | #REF! | #REF! | #REF! |  | #REF! | #REF! | #REF! | #REF! | #REF! | 0 | 0 | 0 | 0 | 4
[8 empty] | #REF! | #REF! | #REF! | #REF! | #REF! | #REF! |  | #REF! | #REF! | #REF! | #REF! | #REF! | 0 | 0 | 0 | 0 | 4
[8 empty] | #REF! | #REF! | #REF! | #REF! | #REF! | #REF! |  | #REF! | #REF! | #REF! | #REF! | #REF! | 0 | 0 | 0 | 0 | 4
[8 empty] | #REF! | #REF! | #REF! | #REF! | #REF! | #REF! |  | #REF! | #REF! | #REF! | #REF! | #REF! | 0 | 0 | 0 | 0 | 4
[8 empty] | #REF! | #REF! | #REF! | #REF! | #REF! | #REF! |  | #REF! | #REF! | #REF! | #REF! | #REF! | 0 | 0 | 0 | 0 | 4
[8 empty] | #REF! | #REF! | #REF! | #REF! | #REF! | #REF! |  | #REF! | #REF! | #REF! | #REF! | #REF! | 0 | 0 | 0 | 0 | 4
[8 empty] | #REF! | #REF! | #REF! | #REF! | #REF! | #REF! |  | #REF! | #REF! | #REF! | #REF! | #REF! | 0 | 0 | 0 | 0 | 4
[8 empty] | #REF! | #REF! | #REF! | #REF! | #REF! | #REF! |  | #REF! | #REF! | #REF! | #REF! | #REF! | 0 | 0 | 0 | 0 | 4
[8 empty] | #REF! | #REF! | #REF! | #REF! | #REF! | #REF! |  | #REF! | #REF! | #REF! | #REF! | #REF! | 0 | 0 | 0 | 0 | 4
[8 empty] | #REF! | #REF! | #REF! | #REF! | #REF! | #REF! |  | #REF! | #REF! | #REF! | #REF! | #REF! | 0 | 0 | 0 | 0 | 4
[8 empty] | #REF! | #REF! | #REF! | #REF! | #REF! | #REF! |  | #REF! | #REF! | #REF! | #REF! | #REF! | 0 | 0 | 0 | 0 | 4
[8 empty] | #REF! | #REF! | #REF! | #REF! | #REF! | #REF! |  | #REF! | #REF! | #REF! | #REF! | #REF! | 0 | 0 | 0 | 0 | 4
[8 empty] | #REF! | #REF! | #REF! | #REF! | #REF! | #REF! |  | #REF! | #REF! | #REF! | #REF! | #REF! | 0 | 0 | 0 | 0 | 4
[8 empty] | #REF! | #REF! | #REF! | #REF! | #REF! | #REF! |  | #REF! | #REF! | #REF! | #REF! | #REF! | 0 | 0 | 0 | 0 | 4
[8 empty] | #REF! | #REF! | #REF! | #REF! | #REF! | #REF! |  | #REF! | #REF! | #REF! | #REF! | #REF! | 0 | 0 | 0 | 0 | 4
[8 empty] | #REF! | #REF! | #REF! | #REF! | #REF! | #REF! |  | #REF! | #REF! | #REF! | #REF! | #REF! | 0 | 0 | 0 | 0 | 4
[8 empty] | #REF! | #REF! | #REF! | #REF! | #REF! | #REF! |  | #REF! | #REF! | #REF! | #REF! | #REF! | 0 | 0 | 0 | 0 | 4
[8 empty] | #REF! | #REF! | #REF! | #REF! | #REF! | #REF! |  | #REF! | #REF! | #REF! | #REF! | #REF! | 0 | 0 | 0 | 0 | 4
[8 empty] | #REF! | #REF! | #REF! | #REF! | #REF! | #REF! |  | #REF! | #REF! | #REF! | #REF! | #REF! | 0 | 0 | 0 | 0 | 4
[8 empty] | #REF! | #REF! | #REF! | #REF! | #REF! | #REF! |  | #REF! | #REF! | #REF! | #REF! | #REF! | 0 | 0 | 0 | 0 | 4
[8 empty] | #REF! | #REF! | #REF! | #REF! | #REF! | #REF! |  | #REF! | #REF! | #REF! | #REF! | #REF! | 0 | 0 | 0 | 0 | 4
[8 empty] | #REF! | #REF! | #REF! | #REF! | #REF! | #REF! |  | #REF! | #REF! | #REF! | #REF! | #REF! | 0 | 0 | 0 | 0 | 4
[8 empty] | #REF! | #REF! | #REF! | #REF! | #REF! | #REF! |  | #REF! | #REF! | #REF! | #REF! | #REF! | 0 | 0 | 0 | 0 | 4
[8 empty] | #REF! | #REF! | #REF! | #REF! | #REF! | #REF! |  | #REF! | #REF! | #REF! | #REF! | #REF! | 0 | 0 | 0 | 0 | 4
[8 empty] | #REF! | #REF! | #REF! | #REF! | #REF! | #REF! |  | #REF! | #REF! | #REF! | #REF! | #REF! | 0 | 0 | 0 | 0 | 4
[8 empty] | #REF! | #REF! | #REF! | #REF! | #REF! | #REF! |  | #REF! | #REF! | #REF! | #REF! | #REF! | 0 | 0 | 0 | 0 | 4
[8 empty] | #REF! | #REF! | #REF! | #REF! | #REF! | #REF! |  | #REF! | #REF! | #REF! | #REF! | #REF! | 0 | 0 | 0 | 0 | 4
[8 empty] | #REF! | #REF! | #REF! | #REF! | #REF! | #REF! |  | #REF! | #REF! | #REF! | #REF! | #REF! | 0 | 0 | 0 | 0 | 4
[8 empty] | #REF! | #REF! | #REF! | #REF! | #REF! | #REF! |  | #REF! | #REF! | #REF! | #REF! | #REF! | 0 | 0 | 0 | 0 | 4
[8 empty] | #REF! | #REF! | #REF! | #REF! | #REF! | #REF! |  | #REF! | #REF! | #REF! | #REF! | #REF! | 0 | 0 | 0 | 0 | 4
[8 empty] | #REF! | #REF! | #REF! | #REF! | #REF! | #REF! |  | #REF! | #REF! | #REF! | #REF! | #REF! | 0 | 0 | 0 | 0 | 4
[8 empty] | #REF! | #REF! | #REF! | #REF! | #REF! | #REF! |  | #REF! | #REF! | #REF! | #REF! | #REF! | 0 | 0 | 0 | 0 | 4
[8 empty] | #REF! | #REF! | #REF! | #REF! | #REF! | #REF! |  | #REF! | #REF! | #REF! | #REF! | #REF! | 0 | 0 | 0 | 0 | 4
[8 empty] | #REF! | #REF! | #REF! | #REF! | #REF! | #REF! |  | #REF! | #REF! | #REF! | #REF! | #REF! | 0 | 0 | 0 | 0 | 4
[8 empty] | #REF! | #REF! | #REF! | #REF! | #REF! | #REF! |  | #REF! | #REF! | #REF! | #REF! | #REF! | 0 | 0 | 0 | 0 | 4
[8 empty] | #REF! | #REF! | #REF! | #REF! | #REF! | #REF! |  | #REF! | #REF! | #REF! | #REF! | #REF! | 0 | 0 | 0 | 0 | 4
[8 empty] | #REF! | #REF! | #REF! | #REF! | #REF! | #REF! |  | #REF! | #REF! | #REF! | #REF! | #REF! | 0 | 0 | 0 | 0 | 4
[8 empty] | #REF! | #REF! | #REF! | #REF! | #REF! | #REF! |  | #REF! | #REF! | #REF! | #REF! | #REF! | 0 | 0 | 0 | 0 | 4
[8 empty] | #REF! | #REF! | #REF! | #REF! | #REF! | #REF! |  | #REF! | #REF! | #REF! | #REF! | #REF! | 0 | 0 | 0 | 0 | 4
[8 empty] | #REF! | #REF! | #REF! | #REF! | #REF! | #REF! |  | #REF! | #REF! | #REF! | #REF! | #REF! | 0 | 0 | 0 | 0 | 4
[8 empty] | #REF! | #REF! | #REF! | #REF! | #REF! | #REF! |  | #REF! | #REF! | #REF! | #REF! | #REF! | 0 | 0 | 0 | 0 | 4
[8 empty] | #REF! | #REF! | #REF! | #REF! | #REF! | #REF! |  | #REF! | #REF! | #REF! | #REF! | #REF! | 0 | 0 | 0 | 0 | 4
[8 empty] | #REF! | #REF! | #REF! | #REF! | #REF! | #REF! |  | #REF! | #REF! | #REF! | #REF! | #REF! | 0 | 0 | 0 | 0 | 4
[8 empty] | #REF! | #REF! | #REF! | #REF! | #REF! | #REF! |  | #REF! | #REF! | #REF! | #REF! | #REF! | 0 | 0 | 0 | 0 | 4
[8 empty] | #REF! | #REF! | #REF! | #REF! | #REF! | #REF! |  | #REF! | #REF! | #REF! | #REF! | #REF! | 0 | 0 | 0 | 0 | 4
[8 empty] | #REF! | #REF! | #REF! | #REF! | #REF! | #REF! |  | #REF! | #REF! | #REF! | #REF! | #REF! | 0 | 0 | 0 | 0 | 4
[8 empty] | #REF! | #REF! | #REF! | #REF! | #REF! | #REF! |  | #REF! | #REF! | #REF! | #REF! | #REF! | 0 | 0 | 0 | 0 | 4
[8 empty] | #REF! | #REF! | #REF! | #REF! | #REF! | #REF! |  | #REF! | #REF! | #REF! | #REF! | #REF! | 0 | 0 | 0 | 0 | 4
[8 empty] | #REF! | #REF! | #REF! | #REF! | #REF! | #REF! |  | #REF! | #REF! | #REF! | #REF! | #REF! | 0 | 0 | 0 | 0 | 4
[8 empty] | #REF! | #REF! | #REF! | #REF! | #REF! | #REF! |  | #REF! | #REF! | #REF! | #REF! | #REF! | 0 | 0 | 0 | 0 | 4
[8 empty] | #REF! | #REF! | #REF! | #REF! | #REF! | #REF! |  | #REF! | #REF! | #REF! | #REF! | #REF! | 0 | 0 | 0 | 0 | 4
[8 empty] | #REF! | #REF! | #REF! | #REF! | #REF! | #REF! |  | #REF! | #REF! | #REF! | #REF! | #REF! | 0 | 0 | 0 | 0 | 4
[8 empty] | #REF! | #REF! | #REF! | #REF! | #REF! | #REF! |  | #REF! | #REF! | #REF! | #REF! | #REF! | 0 | 0 | 0 | 0 | 4
[8 empty] | #REF! | #REF! | #REF! | #REF! | #REF! | #REF! |  | #REF! | #REF! | #REF! | #REF! | #REF! | 0 | 0 | 0 | 0 | 4
[8 empty] | #REF! | #REF! | #REF! | #REF! | #REF! | #REF! |  | #REF! | #REF! | #REF! | #REF! | #REF! | 0 | 0 | 0 | 0 | 4
[8 empty] | #REF! | #REF! | #REF! | #REF! | #REF! | #REF! |  | #REF! | #REF! | #REF! | #REF! | #REF! | 0 | 0 | 0 | 0 | 4
[8 empty] | #REF! | #REF! | #REF! | #REF! | #REF! | #REF! |  | #REF! | #REF! | #REF! | #REF! | #REF! | 0 | 0 | 0 | 0 | 4
[8 empty] | #REF! | #REF! | #REF! | #REF! | #REF! | #REF! |  | #REF! | #REF! | #REF! | #REF! | #REF! | 0 | 0 | 0 | 0 | 4
[8 empty] | #REF! | #REF! | #REF! | #REF! | #REF! | #REF! |  | #REF! | #REF! | #REF! | #REF! | #REF! | 0 | 0 | 0 | 0 | 4
[8 empty] | #REF! | #REF! | #REF! | #REF! | #REF! | #REF! |  | #REF! | #REF! | #REF! | #REF! | #REF! | 0 | 0 | 0 | 0 | 4
[8 empty] | #REF! | #REF! | #REF! | #REF! | #REF! | #REF! |  | #REF! | #REF! | #REF! | #REF! | #REF! | 0 | 0 | 0 | 0 | 4
[8 empty] | #REF! | #REF! | #REF! | #REF! | #REF! | #REF! |  | #REF! | #REF! | #REF! | #REF! | #REF! | 0 | 0 | 0 | 0 | 4
[8 empty] | #REF! | #REF! | #REF! | #REF! | #REF! | #REF! |  | #REF! | #REF! | #REF! | #REF! | #REF! | 0 | 0 | 0 | 0 | 4
[8 empty] | #REF! | #REF! | #REF! | #REF! | #REF! | #REF! |  | #REF! | #REF! | #REF! | #REF! | #REF! | 0 | 0 | 0 | 0 | 4
[8 empty] | #REF! | #REF! | #REF! | #REF! | #REF! | #REF! |  | #REF! | #REF! | #REF! | #REF! | #REF! | 0 | 0 | 0 | 0 | 4
[8 empty] | #REF! | #REF! | #REF! | #REF! | #REF! | #REF! |  | #REF! | #REF! | #REF! | #REF! | #REF! | 0 | 0 | 0 | 0 | 4
[8 empty] | #REF! | #REF! | #REF! | #REF! | #REF! | #REF! |  | #REF! | #REF! | #REF! | #REF! | #REF! | 0 | 0 | 0 | 0 | 4
[8 empty] | #REF! | #REF! | #REF! | #REF! | #REF! | #REF! |  | #REF! | #REF! | #REF! | #REF! | #REF! | 0 | 0 | 0 | 0 | 4
[8 empty] | #REF! | #REF! | #REF! | #REF! | #REF! | #REF! |  | #REF! | #REF! | #REF! | #REF! | #REF! | 0 | 0 | 0 | 0 | 4
[8 empty] | #REF! | #REF! | #REF! | #REF! | #REF! | #REF! |  | #REF! | #REF! | #REF! | #REF! | #REF! | 0 | 0 | 0 | 0 | 4
[8 empty] | #REF! | #REF! | #REF! | #REF! | #REF! | #REF! |  | #REF! | #REF! | #REF! | #REF! | #REF! | 0 | 0 | 0 | 0 | 4
[8 empty] | #REF! | #REF! | #REF! | #REF! | #REF! | #REF! |  | #REF! | #REF! | #REF! | #REF! | #REF! | 0 | 0 | 0 | 0 | 4
[8 empty] | #REF! | #REF! | #REF! | #REF! | #REF! | #REF! |  | #REF! | #REF! | #REF! | #REF! | #REF! | 0 | 0 | 0 | 0 | 4
[8 empty] | #REF! | #REF! | #REF! | #REF! | #REF! | #REF! |  | #REF! | #REF! | #REF! | #REF! | #REF! | 0 | 0 | 0 | 0 | 4
[8 empty] | #REF! | #REF! | #REF! | #REF! | #REF! | #REF! |  | #REF! | #REF! | #REF! | #REF! | #REF! | 0 | 0 | 0 | 0 | 4
[8 empty] | #REF! | #REF! | #REF! | #REF! | #REF! | #REF! |  | #REF! | #REF! | #REF! | #REF! | #REF! | 0 | 0 | 0 | 0 | 4
[8 empty] | #REF! | #REF! | #REF! | #REF! | #REF! | #REF! |  | #REF! | #REF! | #REF! | #REF! | #REF! | 0 | 0 | 0 | 0 | 4
[8 empty] | #REF! | #REF! | #REF! | #REF! | #REF! | #REF! |  | #REF! | #REF! | #REF! | #REF! | #REF! | 0 | 0 | 0 | 0 | 4
[8 empty] | #REF! | #REF! | #REF! | #REF! | #REF! | #REF! |  | #REF! | #REF! | #REF! | #REF! | #REF! | 0 | 0 | 0 | 0 | 4
[8 empty] | #REF! | #REF! | #REF! | #REF! | #REF! | #REF! |  | #REF! | #REF! | #REF! | #REF! | #REF! | 0 | 0 | 0 | 0 | 4
[8 empty] | #REF! | #REF! | #REF! | #REF! | #REF! | #REF! |  | #REF! | #REF! | #REF! | #REF! | #REF! | 0 | 0 | 0 | 0 | 4
[8 empty] | #REF! | #REF! | #REF! | #REF! | #REF! | #REF! |  | #REF! | #REF! | #REF! | #REF! | #REF! | 0 | 0 | 0 | 0 | 4
[8 empty] | #REF! | #REF! | #REF! | #REF! | #REF! | #REF! |  | #REF! | #REF! | #REF! | #REF! | #REF! | 0 | 0 | 0 | 0 | 4
[8 empty] | #REF! | #REF! | #REF! | #REF! | #REF! | #REF! |  | #REF! | #REF! | #REF! | #REF! | #REF! | 0 | 0 | 0 | 0 | 4
[8 empty] | #REF! | #REF! | #REF! | #REF! | #REF! | #REF! |  | #REF! | #REF! | #REF! | #REF! | #REF! | 0 | 0 | 0 | 0 | 4
[8 empty] | #REF! | #REF! | #REF! | #REF! | #REF! | #REF! |  | #REF! | #REF! | #REF! | #REF! | #REF! | 0 | 0 | 0 | 0 | 4
[8 empty] | #REF! | #REF! | #REF! | #REF! | #REF! | #REF! |  | #REF! | #REF! | #REF! | #REF! | #REF! | 0 | 0 | 0 | 0 | 4
[8 empty] | #REF! | #REF! | #REF! | #REF! | #REF! | #REF! |  | #REF! | #REF! | #REF! | #REF! | #REF! | 0 | 0 | 0 | 0 | 4
[8 empty] | #REF! | #REF! | #REF! | #REF! | #REF! | #REF! |  | #REF! | #REF! | #REF! | #REF! | #REF! | 0 | 0 | 0 | 0 | 4
[8 empty] | #REF! | #REF! | #REF! | #REF! | #REF! | #REF! |  | #REF! | #REF! | #REF! | #REF! | #REF! | 0 | 0 | 0 | 0 | 4
[8 empty] | #REF! | #REF! | #REF! | #REF! | #REF! | #REF! |  | #REF! | #REF! | #REF! | #REF! | #REF! | 0 | 0 | 0 | 0 | 4
[8 empty] | #REF! | #REF! | #REF! | #REF! | #REF! | #REF! |  | #REF! | #REF! | #REF! | #REF! | #REF! | 0 | 0 | 0 | 0 | 4
[8 empty] | #REF! | #REF! | #REF! | #REF! | #REF! | #REF! |  | #REF! | #REF! | #REF! | #REF! | #REF! | 0 | 0 | 0 | 0 | 4
[8 empty] | #REF! | #REF! | #REF! | #REF! | #REF! | #REF! |  | #REF! | #REF! | #REF! | #REF! | #REF! | 0 | 0 | 0 | 0 | 4
[8 empty] | #REF! | #REF! | #REF! | #REF! | #REF! | #REF! |  | #REF! | #REF! | #REF! | #REF! | #REF! | 0 | 0 | 0 | 0 | 4
[8 empty] | #REF! | #REF! | #REF! | #REF! | #REF! | #REF! |  | #REF! | #REF! | #REF! | #REF! | #REF! | 0 | 0 | 0 | 0 | 4
[8 empty] | #REF! | #REF! | #REF! | #REF! | #REF! | #REF! |  | #REF! | #REF! | #REF! | #REF! | #REF! | 0 | 0 | 0 | 0 | 4
[8 empty] | #REF! | #REF! | #REF! | #REF! | #REF! | #REF! |  | #REF! | #REF! | #REF! | #REF! | #REF! | 0 | 0 | 0 | 0 | 4
[8 empty] | #REF! | #REF! | #REF! | #REF! | #REF! | #REF! |  | #REF! | #REF! | #REF! | #REF! | #REF! | 0 | 0 | 0 | 0 | 4
[8 empty] | #REF! | #REF! | #REF! | #REF! | #REF! | #REF! |  | #REF! | #REF! | #REF! | #REF! | #REF! | 0 | 0 | 0 | 0 | 4
[8 empty] | #REF! | #REF! | #REF! | #REF! | #REF! | #REF! |  | #REF! | #REF! | #REF! | #REF! | #REF! | 0 | 0 | 0 | 0 | 4
[8 empty] | #REF! | #REF! | #REF! | #REF! | #REF! | #REF! |  | #REF! | #REF! | #REF! | #REF! | #REF! | 0 | 0 | 0 | 0 | 4
[8 empty] | #REF! | #REF! | #REF! | #REF! | #REF! | #REF! |  | #REF! | #REF! | #REF! | #REF! | #REF! | 0 | 0 | 0 | 0 | 4
[8 empty] | #REF! | #REF! | #REF! | #REF! | #REF! | #REF! |  | #REF! | #REF! | #REF! | #REF! | #REF! | 0 | 0 | 0 | 0 | 4
[8 empty] | #REF! | #REF! | #REF! | #REF! | #REF! | #REF! |  | #REF! | #REF! | #REF! | #REF! | #REF! | 0 | 0 | 0 | 0 | 4
[8 empty] | #REF! | #REF! | #REF! | #REF! | #REF! | #REF! |  | #REF! | #REF! | #REF! | #REF! | #REF! | 0 | 0 | 0 | 0 | 4
[8 empty] | #REF! | #REF! | #REF! | #REF! | #REF! | #REF! |  | #REF! | #REF! | #REF! | #REF! | #REF! | 0 | 0 | 0 | 0 | 4
[8 empty] | #REF! | #REF! | #REF! | #REF! | #REF! | #REF! |  | #REF! | #REF! | #REF! | #REF! | #REF! | 0 | 0 | 0 | 0 | 4
[8 empty] | #REF! | #REF! | #REF! | #REF! | #REF! | #REF! |  | #REF! | #REF! | #REF! | #REF! | #REF! | 0 | 0 | 0 | 0 | 4
[8 empty] | #REF! | #REF! | #REF! | #REF! | #REF! | #REF! |  | #REF! | #REF! | #REF! | #REF! | #REF! | 0 | 0 | 0 | 0 | 4
[8 empty] | #REF! | #REF! | #REF! | #REF! | #REF! | #REF! |  | #REF! | #REF! | #REF! | #REF! | #REF! | 0 | 0 | 0 | 0 | 4
[8 empty] | #REF! | #REF! | #REF! | #REF! | #REF! | #REF! |  | #REF! | #REF! | #REF! | #REF! | #REF! | 0 | 0 | 0 | 0 | 4
[8 empty] | #REF! | #REF! | #REF! | #REF! | #REF! | #REF! |  | #REF! | #REF! | #REF! | #REF! | #REF! | 0 | 0 | 0 | 0 | 4
[8 empty] | #REF! | #REF! | #REF! | #REF! | #REF! | #REF! |  | #REF! | #REF! | #REF! | #REF! | #REF! | 0 | 0 | 0 | 0 | 4
[8 empty] | #REF! | #REF! | #REF! | #REF! | #REF! | #REF! |  | #REF! | #REF! | #REF! | #REF! | #REF! | 0 | 0 | 0 | 0 | 4
[8 empty] | #REF! | #REF! | #REF! | #REF! | #REF! | #REF! |  | #REF! | #REF! | #REF! | #REF! | #REF! | 0 | 0 | 0 | 0 | 4
[8 empty] | #REF! | #REF! | #REF! | #REF! | #REF! | #REF! |  | #REF! | #REF! | #REF! | #REF! | #REF! | 0 | 0 | 0 | 0 | 4
[8 empty] | #REF! | #REF! | #REF! | #REF! | #REF! | #REF! |  | #REF! | #REF! | #REF! | #REF! | #REF! | 0 | 0 | 0 | 0 | 4
[8 empty] | #REF! | #REF! | #REF! | #REF! | #REF! | #REF! |  | #REF! | #REF! | #REF! | #REF! | #REF! | 0 | 0 | 0 | 0 | 4
[8 empty] | #REF! | #REF! | #REF! | #REF! | #REF! | #REF! |  | #REF! | #REF! | #REF! | #REF! | #REF! | 0 | 0 | 0 | 0 | 4
[8 empty] | #REF! | #REF! | #REF! | #REF! | #REF! | #REF! |  | #REF! | #REF! | #REF! | #REF! | #REF! | 0 | 0 | 0 | 0 | 4
[8 empty] | #REF! | #REF! | #REF! | #REF! | #REF! | #REF! |  | #REF! | #REF! | #REF! | #REF! | #REF! | 0 | 0 | 0 | 0 | 4
[8 empty] | #REF! | #REF! | #REF! | #REF! | #REF! | #REF! |  | #REF! | #REF! | #REF! | #REF! | #REF! | 0 | 0 | 0 | 0 | 4
[8 empty] | #REF! | #REF! | #REF! | #REF! | #REF! | #REF! |  | #REF! | #REF! | #REF! | #REF! | #REF! | 0 | 0 | 0 | 0 | 4
[8 empty] | #REF! | #REF! | #REF! | #REF! | #REF! | #REF! |  | #REF! | #REF! | #REF! | #REF! | #REF! | 0 | 0 | 0 | 0 | 4
[8 empty] | #REF! | #REF! | #REF! | #REF! | #REF! | #REF! |  | #REF! | #REF! | #REF! | #REF! | #REF! | 0 | 0 | 0 | 0 | 4
[8 empty] | #REF! | #REF! | #REF! | #REF! | #REF! | #REF! |  | #REF! | #REF! | #REF! | #REF! | #REF! | 0 | 0 | 0 | 0 | 4
[8 empty] | #REF! | #REF! | #REF! | #REF! | #REF! | #REF! |  | #REF! | #REF! | #REF! | #REF! | #REF! | 0 | 0 | 0 | 0 | 4
[8 empty] | #REF! | #REF! | #REF! | #REF! | #REF! | #REF! |  | #REF! | #REF! | #REF! | #REF! | #REF! | 0 | 0 | 0 | 0 | 4
[8 empty] | #REF! | #REF! | #REF! | #REF! | #REF! | #REF! |  | #REF! | #REF! | #REF! | #REF! | #REF! | 0 | 0 | 0 | 0 | 4
[8 empty] | #REF! | #REF! | #REF! | #REF! | #REF! | #REF! |  | #REF! | #REF! | #REF! | #REF! | #REF! | 0 | 0 | 0 | 0 | 4
[8 empty] | #REF! | #REF! | #REF! | #REF! | #REF! | #REF! |  | #REF! | #REF! | #REF! | #REF! | #REF! | 0 | 0 | 0 | 0 | 4
[8 empty] | #REF! | #REF! | #REF! | #REF! | #REF! | #REF! |  | #REF! | #REF! | #REF! | #REF! | #REF! | 0 | 0 | 0 | 0 | 4
[8 empty] | #REF! | #REF!
[8 empty] | #REF! | #REF!
Note on I1: ★ 수식 오류시 드레그 후 순번 재정렬